## Export
Entity ID | Name | Type | Building | Floor | Room
fff89aa0-daf5-11ef-94c5-01236d0e69c4 | DIC Mezzanine Block 2_Z1-Corridor | room |  |  | Zone 1
ffdf1f30-daf5-11ef-94c5-01236d0e69c4 | DIC Mezzanine Block 2_Z1-Seating Area | room |  |  | Zone 1
fe34a380-daf5-11ef-94c5-01236d0e69c4 | DIC Mezzanine Block 2_Z1-Office 2 | room |  |  | Zone 1
fe27d240-daf5-11ef-94c5-01236d0e69c4 | DIC Mezzanine Block 2_Z1-Office 3 | room |  |  | Zone 1
fc05c760-ae18-11ef-b3dd-63d74b5efe4e | GROUND FLOOR (ALEC DIC YARD) - Male Washroom | room
e7c680f0-dece-11ef-94c5-01236d0e69c4 | DIC Mezzanine Block 2_Z1-Melvin Office | room |  |  | Zone 1
dd3682c0-ae18-11ef-b3dd-63d74b5efe4e | GROUND FLOOR (ALEC DIC YARD) - Area 6 | room
d55859c0-ae18-11ef-b3dd-63d74b5efe4e | GROUND FLOOR (ALEC DIC YARD) - Area 5 | room
d121b090-dece-11ef-94c5-01236d0e69c4 | White Space_White_Space-Corridor | room |  |  | White Space
cbe8d500-c1e5-11ef-94c5-01236d0e69c4 | DIC Mezzanine Block 4&5_Z6-IDF Room | room |  |  | Not Assigned
cbe15af0-c1e5-11ef-94c5-01236d0e69c4 | DIC Mezzanine Block 4&5_Z6-Store Room | room |  |  | Zone 6
ca080470-c732-11ef-94c5-01236d0e69c4 | DIC Mezzanine Block 4&5_Z7-Male Toilet | room |  |  | Zone 7
c18bd6b0-ae18-11ef-b3dd-63d74b5efe4e | GROUND FLOOR (ALEC DIC YARD) - Area 4 | room
c0f57cc0-c1e5-11ef-94c5-01236d0e69c4 | DIC Mezzanine Block 4&5_Z7-Meeting Room | room |  |  | Zone 7
c04e4040-c1e5-11ef-94c5-01236d0e69c4 | DIC Mezzanine Block 4&5_Z6-Reception | room |  |  | Zone 6
c0342890-c1e5-11ef-94c5-01236d0e69c4 | DIC Mezzanine Block 4&5_Z6-Male Toilet | room |  |  | Zone 6
c027cc80-c1e5-11ef-94c5-01236d0e69c4 | DIC Mezzanine Block 4&5_Z6-Female Toilet | room |  |  | Zone 6
c0096f10-c1e5-11ef-94c5-01236d0e69c4 | DIC Mezzanine Block 4&5_Z5-Work Shop | room |  |  | Not Assigned
bfb4e670-c1e5-11ef-94c5-01236d0e69c4 | DIC Mezzanine Block 4&5_Z5-Younes | room |  |  | Zone 5
bf8e99c0-c1e5-11ef-94c5-01236d0e69c4 | DIC Mezzanine Block 4&5_Z5-Muayyad | room |  |  | Not Assigned
bf6d5620-c1e5-11ef-94c5-01236d0e69c4 | DIC Mezzanine Block 4&5_Z5-Greg | room |  |  | Not Assigned
b8545f40-ae18-11ef-b3dd-63d74b5efe4e | GROUND FLOOR (ALEC DIC YARD) - Area 3 | room
b739dff0-ac96-11ef-b3dd-63d74b5efe4e | White Space_Electrical Room | room |  |  | White Space
b7368490-ac96-11ef-b3dd-63d74b5efe4e | White Space_Office 02 | room |  |  | White Space
b7323ed0-ac96-11ef-b3dd-63d74b5efe4e | White Space_White Space 03 | room |  |  | White Space
b731f0b0-ac96-11ef-b3dd-63d74b5efe4e | White Space_Office 01 | room |  |  | White Space
b7234ab0-ac96-11ef-b3dd-63d74b5efe4e | White Space_White Space 02 | room |  |  | White Space
b7201660-ac96-11ef-b3dd-63d74b5efe4e | White Space_White Space 01 | room |  |  | White Space
b59749a0-dec1-11ef-94c5-01236d0e69c4 | DIC Mezzanine Block 2_Z2-Office 6 | room |  |  | Not Assigned
b514a400-7f52-11f0-8bcd-bbf4998d3d0d | Block1 GF-DIC Server Room | room
b51129b0-dec1-11ef-94c5-01236d0e69c4 | DIC Mezzanine Block 2_Z1-Office 1 | room |  |  | Zone 1
b3909390-0bb8-11f0-94c5-01236d0e69c4 | DIC Yard Block 5-GF_Office-2 | room |  |  | Not Assigned
ae4f94a0-c6a1-11ef-94c5-01236d0e69c4 | DIC Mezzanine Block 4&5_Z5-Niall Clark | room |  |  | Zone 5
a54f8840-df08-11ef-94c5-01236d0e69c4 | White Space_Mezzanine Pantry | room |  |  | White Space
9d4d4630-ae18-11ef-b3dd-63d74b5efe4e | GROUND FLOOR (ALEC DIC YARD) - Area 2 | room
987f2c00-1073-11f0-94c5-01236d0e69c4 | Block 3 PMV Block_Pantry Area | room |  |  | Zone-1
960aa990-1073-11f0-94c5-01236d0e69c4 | Block 3 PMV Block_Men's Toilet | room |  |  | Zone-1
95e06540-1073-11f0-94c5-01236d0e69c4 | Block 3 PMV Block_Women's Toilet | room |  |  | Zone-1
8f3712c0-1073-11f0-94c5-01236d0e69c4 | Block 3 PMV Block_Reception | room |  |  | Zone-1
8f188e40-1073-11f0-94c5-01236d0e69c4 | Block 3 PMV Block_Work Station | room |  |  | Zone-1
8efa57e0-1073-11f0-94c5-01236d0e69c4 | Block 3 PMV Block_Corridor | room |  |  | Zone-1
8ee1c6d0-1073-11f0-94c5-01236d0e69c4 | Block 3 PMV Block_Design & Control room | room |  |  | Zone-1
8eba1a90-1073-11f0-94c5-01236d0e69c4 | Block 3 PMV Block_Office 6 | room |  |  | Zone-1
8e9e2e20-1073-11f0-94c5-01236d0e69c4 | Block 3 PMV Block_Office 5 | room |  |  | Zone-1
8e8a2140-ae18-11ef-b3dd-63d74b5efe4e | GROUND FLOOR (ALEC DIC YARD) - Area 1 | room
8e7fa9a0-1073-11f0-94c5-01236d0e69c4 | Block 3 PMV Block_Office 4 | room |  |  | Zone-1
8e614c30-1073-11f0-94c5-01236d0e69c4 | Block 3 PMV Block_Office 3 | room |  |  | Zone-1
8e42a0a0-1073-11f0-94c5-01236d0e69c4 | Block 3 PMV Block_Office 2 | room |  |  | Zone-1
8e28fe20-1073-11f0-94c5-01236d0e69c4 | Block 3 PMV Block_Office 1 | room |  |  | Zone-1
8e0808a0-1073-11f0-94c5-01236d0e69c4 | Block 3 PMV Block_Conference Room | room |  |  | Zone-1
85bc4350-0547-11f0-94c5-01236d0e69c4 | DIC Mezzanine Block1_Z2-Male Toilet | room |  |  | West wing
85adeb70-0547-11f0-94c5-01236d0e69c4 | DIC Mezzanine Block1_Z2-Female Toilet | room |  |  | West wing
859b9bf0-0547-11f0-94c5-01236d0e69c4 | DIC Mezzanine Block1_Z1-Store-1 | room |  |  | Exec.Wing
8598b5c0-0547-11f0-94c5-01236d0e69c4 | DIC Mezzanine Block1_Z1-Executive Toilet | room |  |  | Exec.Wing
859692e0-0547-11f0-94c5-01236d0e69c4 | DIC Mezzanine Block1_Z2-Store-2 | room |  |  | West wing
85902a40-0547-11f0-94c5-01236d0e69c4 | DIC Mezzanine Block1_Z2-Coffee Point | room |  |  | West wing
8430e860-0547-11f0-94c5-01236d0e69c4 | DIC Mezzanine Block1_Z2-Corridor | room |  |  | West wing
84304c20-0547-11f0-94c5-01236d0e69c4 | DIC Mezzanine Block1_Z2-Muthu Kumar | room |  |  | West wing
842db410-0547-11f0-94c5-01236d0e69c4 | DIC Mezzanine Block1_Z2-Neil | room |  |  | West wing
842a0a90-0547-11f0-94c5-01236d0e69c4 | DIC Mezzanine Block1_Z2-Reception | room |  |  | West wing
84134e40-0547-11f0-94c5-01236d0e69c4 | DIC Mezzanine Block1_Z1-Breakout Area | room |  |  | Exec.Wing
8410dd40-0547-11f0-94c5-01236d0e69c4 | DIC Mezzanine Block1_Z2-Gerrie | room |  |  | West wing
840fa4c0-0547-11f0-94c5-01236d0e69c4 | DIC Mezzanine Block1_Z2-Rejil Kumar | room |  |  | West wing
83f9abc0-0547-11f0-94c5-01236d0e69c4 | DIC Mezzanine Block1_Z1-Nathan Hanns | room |  |  | Exec.Wing
83f7d700-0547-11f0-94c5-01236d0e69c4 | DIC Mezzanine Block1_Z1-Steve Mckenzie | room |  |  | Exec.Wing
83f517e0-0547-11f0-94c5-01236d0e69c4 | DIC Mezzanine Block1_Z1-Ian Mcleod | room |  |  | Exec.Wing
83ddbf50-0547-11f0-94c5-01236d0e69c4 | DIC Mezzanine Block1_Z1-Board Room | room |  |  | Exec.Wing
83dd7130-0547-11f0-94c5-01236d0e69c4 | DIC Mezzanine Block1_Z1-Robert Mcdonnell | room |  |  | Exec.Wing
83d533d0-0547-11f0-94c5-01236d0e69c4 | DIC Mezzanine Block1_Z1-Paul Yates | room |  |  | Exec.Wing
74f4fd40-77ea-11ef-8f9b-033ad0625bc8 | LABOUR WELFARE AREA - FIRST FLOOR (ALEC DIC YARD) | room |  |  | First Floor
6e746390-0b86-11f0-94c5-01236d0e69c4 | DIC Yard Block 5-GF_Printer and Pantry Area | room |  |  | Not Assigned
680274c0-0b86-11f0-94c5-01236d0e69c4 | DIC Yard Block 5-GF_Male Toilet | room |  |  | Block5-GF
67e21b80-0b86-11f0-94c5-01236d0e69c4 | DIC Yard Block 5-GF_Dressing Area | room |  |  | Block5-GF
66531710-0b86-11f0-94c5-01236d0e69c4 | DIC Yard Block 5-GF_Meeting Room | room |  |  | Block5-GF
6637edf0-0b86-11f0-94c5-01236d0e69c4 | DIC Yard Block 5-GF_ABS Office | room |  |  | Block5-GF
66012680-0b86-11f0-94c5-01236d0e69c4 | DIC Yard Block 5-GF_Work Shop | room |  |  | Block5-GF
658566d0-0b86-11f0-94c5-01236d0e69c4 | DIC Yard Block 5-GF_Gym&Gaming Area | room |  |  | Block5-GF
656534a0-0b86-11f0-94c5-01236d0e69c4 | DIC Yard Block 5-GF_Clinic | room |  |  | Block5-GF
64897f80-77ea-11ef-8f9b-033ad0625bc8 | LABOUR WELFARE AREA - GROUND FLOOR (ALEC DIC YARD) | room |  |  | Ground Floor
63460600-0563-11f0-94c5-01236d0e69c4 | DIC Mezzanine Block1_Z1-Bjorn Viedge | room |  |  | Exec.Wing
467c3a30-5e4b-11f0-a54f-c718692b063f | Block 3 PMV Block_Pantry | room |  |  | Zone-1
3f893fa0-0bb9-11f0-94c5-01236d0e69c4 | DIC Yard Block 5-GF_Female Toilet | room |  |  | Block5-GF
3c67e400-c43f-11ef-94c5-01236d0e69c4 | White Space_Mezzanine Office Space 2 | room |  |  | Mezzanine
3c51eb00-c43f-11ef-94c5-01236d0e69c4 | White Space_Mezzanine Office Space 3 | room |  |  | White Space
3c3932e0-c43f-11ef-94c5-01236d0e69c4 | White Space_Mezzanine Office Space 1 | room |  |  | White Space
3a689750-cbef-11ef-94c5-01236d0e69c4 | DIC Mezzanine Block 4&5_Pantry | room |  |  | Not Assigned
38f10040-d989-11ef-94c5-01236d0e69c4 | DIC Mezzanine Block 2_Z2-Office 5 | room |  |  | Not Assigned
37323940-d989-11ef-94c5-01236d0e69c4 | DIC Mezzanine Block 2_Z2-Mothers Room | room |  |  | Zone 2
370bec90-d989-11ef-94c5-01236d0e69c4 | DIC Mezzanine Block 2_Z2-Female Toilet | room |  |  | Zone 2
329e5940-d989-11ef-94c5-01236d0e69c4 | DIC Mezzanine Block 2_Z1-Printer Area | room |  |  | Zone 1
3281f7a0-d989-11ef-94c5-01236d0e69c4 | DIC Mezzanine Block 2_Z1-Pantry | room |  |  | Zone 1
3268f160-d989-11ef-94c5-01236d0e69c4 | DIC Mezzanine Block 2_Z1-Office 4 | room |  |  | Zone 1
32520e00-d989-11ef-94c5-01236d0e69c4 | DIC Mezzanine Block 2_Z1-Commercial ALT | room |  |  | Not Assigned
303f7ba0-cbe9-11ef-94c5-01236d0e69c4 | DIC Mezzanine Block 4&5_Z5-Procurement Office 2 | room |  |  | Zone 5
3036f020-cbe9-11ef-94c5-01236d0e69c4 | DIC Mezzanine Block 4&5_Z5-Procurement Office 1 | room |  |  | Not Assigned
2e68c5e0-d989-11ef-94c5-01236d0e69c4 | DIC Mezzanine Block 2_Z2-John Clark | room |  |  | Not Assigned
2de69d90-d989-11ef-94c5-01236d0e69c4 | DIC Mezzanine Block 2_Z2-FMD ALEC Lite | room |  |  | Not Assigned
2dd27950-d989-11ef-94c5-01236d0e69c4 | DIC Mezzanine Block 2_Z2-Office 7 | room |  |  | Not Assigned
2db9c130-d989-11ef-94c5-01236d0e69c4 | DIC Mezzanine Block 2_Z2-Corridor | room |  |  | Not Assigned
2a61d080-0563-11f0-94c5-01236d0e69c4 | DIC Mezzanine Block1_Z2-Conference Room | room |  |  | West wing
265af820-cbe5-11ef-94c5-01236d0e69c4 | DIC Mezzanine Block 4&5_Z6-Meeting Room 2 | room |  |  | Not Assigned
2658d540-cbe5-11ef-94c5-01236d0e69c4 | DIC Mezzanine Block 4&5_Z6-Meeting Room 1 | room |  |  | Zone 6
1e8de8b0-0bb8-11f0-94c5-01236d0e69c4 | DIC Yard Block 5-GF_Corridor | room |  |  | Block5-GF
18efe820-cbf0-11ef-94c5-01236d0e69c4 | DIC Mezzanine Block 4&5_Corridor | room |  |  | Zone 5
142f4b70-cbf3-11ef-94c5-01236d0e69c4 | DIC Mezzanine Block 4&5_Z6-Printing Station | room |  |  | Zone 5
1035bbf0-acc0-11ef-b3dd-63d74b5efe4e | White Space_Melvin's Office | room |  |  | White Space
0ab29360-daf6-11ef-94c5-01236d0e69c4 | DIC Mezzanine Block 2_Z4-Female Prayer Room | room |  |  | Zone 4
0a9dabd0-daf6-11ef-94c5-01236d0e69c4 | DIC Mezzanine Block 2_Z4-Female Toilet | room |  |  | Zone 4
0a86c870-daf6-11ef-94c5-01236d0e69c4 | DIC Mezzanine Block 2_Z4-Male Toilet | room |  |  | Zone 4
0a027d40-daf6-11ef-94c5-01236d0e69c4 | DIC Mezzanine Block 2_Z4-Corridor | room |  |  | Zone 4
09278690-daf6-11ef-94c5-01236d0e69c4 | DIC Mezzanine Block 2_Z3-Corridor | room |  |  | Zone 3
0904e360-daf6-11ef-94c5-01236d0e69c4 | DIC Mezzanine Block 2_Z3-Open Work Station | room |  |  | Zone 3
0662e850-daf6-11ef-94c5-01236d0e69c4 | DIC Mezzanine Block 2_Z4-BIM Manager 01 | room |  |  | Zone 4
06404520-daf6-11ef-94c5-01236d0e69c4 | DIC Mezzanine Block 2_Z4-BIM Manager 02 | room |  |  | Zone 4
06173950-daf6-11ef-94c5-01236d0e69c4 | DIC Mezzanine Block 2_Z4-Eng Work Station 01 | room |  |  | Zone 4
06129030-ae19-11ef-b3dd-63d74b5efe4e | GROUND FLOOR (ALEC DIC YARD) - Female Washroom | room
05c5e500-daf6-11ef-94c5-01236d0e69c4 | DIC Mezzanine Block 2_Z4-Eng Work Station 02 | room |  |  | Zone 4
0597f730-daf6-11ef-94c5-01236d0e69c4 | DIC Mezzanine Block 2_Z4-Breakout Space | room |  |  | Not Assigned
0549fe40-daf6-11ef-94c5-01236d0e69c4 | DIC Mezzanine Block 2_Z3-Eng Work Station 03 | room |  |  | Not Assigned
0525ad60-daf6-11ef-94c5-01236d0e69c4 | DIC Mezzanine Block 2_Z3-Office 8 | room |  |  | Not Assigned
04f882e0-daf6-11ef-94c5-01236d0e69c4 | DIC Mezzanine Block 2_Z3-Kirubakaran | room |  |  | Not Assigned
04d28450-daf6-11ef-94c5-01236d0e69c4 | DIC Mezzanine Block 2_Z3-Eng Desks | room |  |  | Zone 3
04a5a7f0-daf6-11ef-94c5-01236d0e69c4 | DIC Mezzanine Block 2_Z3-Govind | room |  |  | Zone 3
01f0c120-daf6-11ef-94c5-01236d0e69c4 | DIC Mezzanine Block 2_Z2-Male Toilet | room |  |  | Zone 2
018afa70-daf6-11ef-94c5-01236d0e69c4 | DIC Mezzanine Block 2_Z2-Eng.Work Station | room |  |  | Not Assigned
00bf4600-daf6-11ef-94c5-01236d0e69c4 | DIC Mezzanine Block 2_Z2-ALEC Lite Commercial | room |  |  | Not Assigned
00abe510-daf6-11ef-94c5-01236d0e69c4 | DIC Mezzanine Block 2_Z2-Sivaramakrishnan | room |  |  | Not Assigned
ed71c460-dece-11ef-94c5-01236d0e69c4 | DIC Mezzanine Block 2_Z1-Melvin Office_Presence-Z1-Melvin Office | Presence | DIC/Main | DIC/Main/Mezzanine Floor | Z1-Melvin Office
e51b88c0-c1d0-11ef-94c5-01236d0e69c4 | White Space_Melvin's Office_Presence-Melvin's Office | Presence | DIC/Whitespace | DIC/Whitespace/First Floor | Melvin's Office
e4e7a780-c1d0-11ef-94c5-01236d0e69c4 | White Space_Electrical Room_Presence-Electrical Room | Presence | DIC/Whitespace | DIC/Whitespace/GroundFloor | Electrical Room
e4dc83f0-c1d0-11ef-94c5-01236d0e69c4 | White Space_Office 01_Presence-Office 01 | Presence | DIC/Whitespace | DIC/Whitespace/GroundFloor | Office 01
e4dad640-c1d0-11ef-94c5-01236d0e69c4 | White Space_Office 02_Presence-Office 02 | Presence | DIC/Whitespace | DIC/Whitespace/GroundFloor | Office 02
e4d4e2d0-c1d0-11ef-94c5-01236d0e69c4 | White Space_White Space 03_Presence-White Space 03 | Presence | DIC/Whitespace | DIC/Whitespace/GroundFloor | White Space 03
e4ce7a30-c1d0-11ef-94c5-01236d0e69c4 | White Space_White Space 02_Presence-White Space 02 | Presence | DIC/Whitespace | DIC/Whitespace/GroundFloor | White Space 02
e4cb45e0-c1d0-11ef-94c5-01236d0e69c4 | White Space_White Space 01_Presence-White Space 01 | Presence | DIC/Whitespace | DIC/Whitespace/GroundFloor | White Space 01
d4e80e00-0547-11f0-94c5-01236d0e69c4 | DIC Mezzanine Block1_Z2-Corridor_Presence-Z2-Corridor | Presence | DIC/Main | DIC/Main/Mezzanine Floor | Z2-Corridor
d2a76630-dece-11ef-94c5-01236d0e69c4 | White Space_White_Space-Corridor_Presence-White_Space-Corridor | Presence | DIC/Whitespace | DIC/Whitespace/GroundFloor | White_Space-Corridor
cd291a90-c732-11ef-94c5-01236d0e69c4 | DIC Mezzanine Block 4&5_Z7-Male Toilet_Presence-Z7-Male Toilet | Presence | DIC/Main | DIC/Main/Mezzanine Floor | Z7-Male Toilet
cbe308a0-c1e5-11ef-94c5-01236d0e69c4 | DIC Mezzanine Block 4&5_Z6-IDF Room_Presence-Z6-IDF Room | Presence | DIC/Main | DIC/Main/Mezzanine Floor | Z6-IDF Room
cbdf5f20-c1e5-11ef-94c5-01236d0e69c4 | DIC Mezzanine Block 4&5_Z6-Store Room_Presence-Z6-Store Room | Presence | DIC/Main | DIC/Main/Mezzanine Floor | Z6-Store Room
c0f359e0-c1e5-11ef-94c5-01236d0e69c4 | DIC Mezzanine Block 4&5_Z7-Meeting Room_Presence-Z7-Meeting Room | Presence | DIC/Main | DIC/Main/Mezzanine Floor | Z7-Meeting Room
c047d7a0-c1e5-11ef-94c5-01236d0e69c4 | DIC Mezzanine Block 4&5_Z6-Reception_Presence-Z6-Reception | Presence | DIC/Main | DIC/Main/Mezzanine Floor | Z6-Reception
c031b790-c1e5-11ef-94c5-01236d0e69c4 | DIC Mezzanine Block 4&5_Z6-Male Toilet_Presence-Z6-Male Toilet | Presence | DIC/Main | DIC/Main/Mezzanine Floor | Z6-Male Toilet
c01b4960-c1e5-11ef-94c5-01236d0e69c4 | DIC Mezzanine Block 4&5_Z6-Female Toilet_Presence-Z6-Female Toilet | Presence | DIC/Main | DIC/Main/Mezzanine Floor | Z6-Female Toilet
c0057770-c1e5-11ef-94c5-01236d0e69c4 | DIC Mezzanine Block 4&5_Z5-Work Shop_Presence-Z5-Work Shop | Presence | DIC/Main | DIC/Main/Mezzanine Floor | Z5-Work Shop
bfb2c390-c1e5-11ef-94c5-01236d0e69c4 | DIC Mezzanine Block 4&5_Z5-Younes_Presence-Z5-Younes | Presence | DIC/Main | DIC/Main/Mezzanine Floor | Z5-Younes
bf8bdaa0-c1e5-11ef-94c5-01236d0e69c4 | DIC Mezzanine Block 4&5_Z5-Muayyad_Presence-Z5-Muayyad | Presence | DIC/Main | DIC/Main/Mezzanine Floor | Z5-Muayyad
bf6b0c30-c1e5-11ef-94c5-01236d0e69c4 | DIC Mezzanine Block 4&5_Z5-Greg_Presence-Z5-Greg | Presence | DIC/Main | DIC/Main/Mezzanine Floor | Z5-Greg
bc51b320-dec1-11ef-94c5-01236d0e69c4 | DIC Mezzanine Block 2_Z2-Office 6_Presence-Z2-Office 6 | Presence | DIC/Main | DIC/Main/Mezzanine Floor | Z2-Office 6
bacee3b0-dec1-11ef-94c5-01236d0e69c4 | DIC Mezzanine Block 2_Z1-Office 1_Presence-Z1-Office 1 | Presence | DIC/Main | DIC/Main/Mezzanine Floor | Z1-Office 1
b674c7c0-0bb8-11f0-94c5-01236d0e69c4 | DIC Yard Block 5-GF_Office-2_Presence-Office-2 | Presence | DIC/Main | DIC/Main/Ground Floor | Office-2
b58e2240-c6a1-11ef-94c5-01236d0e69c4 | DIC Mezzanine Block 4&5_Z5-Niall Clark_Presence-Z5-Niall Clark | Presence | DIC/Main | DIC/Main/Mezzanine Floor | Z5-Niall Clark
a7050070-df08-11ef-94c5-01236d0e69c4 | White Space_Mezzanine Pantry_Presence-Mezzanine Pantry | Presence | DIC/Whitespace | DIC/Whitespace/First Floor | Mezzanine Pantry
8b76a1f0-0547-11f0-94c5-01236d0e69c4 | DIC Mezzanine Block1_Z2-Coffee Point_Presence-Z2-Coffee Point | Presence | DIC/Main | DIC/Main/Mezzanine Floor | Z2-Coffee Point
8b58b9b0-0547-11f0-94c5-01236d0e69c4 | DIC Mezzanine Block1_Z2-Female Toilet_Presence-Z2-Female Toilet | Presence | DIC/Main | DIC/Main/Mezzanine Floor | Z2-Female Toilet
8b3971e0-0547-11f0-94c5-01236d0e69c4 | DIC Mezzanine Block1_Z2-Male Toilet_Presence-Z2-Male Toilet | Presence | DIC/Main | DIC/Main/Mezzanine Floor | Z2-Male Toilet
8b1bb0b0-0547-11f0-94c5-01236d0e69c4 | DIC Mezzanine Block1_Z2-Store-2_Presence-Z2-Store-2 | Presence | DIC/Main | DIC/Main/Mezzanine Floor | Z2-Store-2
8afc41d0-0547-11f0-94c5-01236d0e69c4 | DIC Mezzanine Block1_Z1-Executive Toilet_Presence-Z1-Executive Toilet | Presence | DIC/Main | DIC/Main/Mezzanine Floor | Z1-Executive Toilet
8adf43f0-0547-11f0-94c5-01236d0e69c4 | DIC Mezzanine Block1_Z1-Store-1_Presence-Z1-Store-1 | Presence | DIC/Main | DIC/Main/Mezzanine Floor | Z1-Store-1
8aa8f1b0-0547-11f0-94c5-01236d0e69c4 | DIC Mezzanine Block1_Z2-Muthu Kumar_Presence-Z2-Muthu Kumar | Presence | DIC/Main | DIC/Main/Mezzanine Floor | Z2-Muthu Kumar
8a901280-0547-11f0-94c5-01236d0e69c4 | DIC Mezzanine Block1_Z2-Neil_Presence-Z2-Neil | Presence | DIC/Main | DIC/Main/Mezzanine Floor | Z2-Neil
8a733bb0-0547-11f0-94c5-01236d0e69c4 | DIC Mezzanine Block1_Z2-Gerrie_Presence-Z2-Gerrie | Presence | DIC/Main | DIC/Main/Mezzanine Floor | Z2-Gerrie
8a54b730-0547-11f0-94c5-01236d0e69c4 | DIC Mezzanine Block1_Z2-Rejil Kumar_Presence-Z2-Rejil Kumar | Presence | DIC/Main | DIC/Main/Mezzanine Floor | Z2-Rejil Kumar
8a095650-0547-11f0-94c5-01236d0e69c4 | DIC Mezzanine Block1_Z2-Reception_Presence-Z2-Reception | Presence | DIC/Main | DIC/Main/Mezzanine Floor | Z2-Reception
89e99950-0547-11f0-94c5-01236d0e69c4 | DIC Mezzanine Block1_Z2-Reception_Presence-Z2-Reception Entrance | Presence | DIC/Main | DIC/Main/Mezzanine Floor | Z2-Reception
89db8f90-0547-11f0-94c5-01236d0e69c4 | DIC Mezzanine Block1_Z1-Breakout Area_Presence-Z1-Breakout Area | Presence | DIC/Main | DIC/Main/Mezzanine Floor | Z1-Breakout Area
89872e00-0547-11f0-94c5-01236d0e69c4 | DIC Mezzanine Block1_Z1-Steve Mckenzie_Presence-Z1-Steve Mckenzie | Presence | DIC/Main | DIC/Main/Mezzanine Floor | Z1-Steve Mckenzie
896f3930-0547-11f0-94c5-01236d0e69c4 | DIC Mezzanine Block1_Z1-Nathan Hanns_Presence-Z1-Nathan Hanns | Presence | DIC/Main | DIC/Main/Mezzanine Floor | Z1-Nathan Hanns
89487750-0547-11f0-94c5-01236d0e69c4 | DIC Mezzanine Block1_Z1-Board Room_Presence-Z1-Board Room | Presence | DIC/Main | DIC/Main/Mezzanine Floor | Z1-Board Room
892ab620-0547-11f0-94c5-01236d0e69c4 | DIC Mezzanine Block1_Z1-Robert Mcdonnell_Presence-Z1-Robert Mcdonnell | Presence | DIC/Main | DIC/Main/Mezzanine Floor | Z1-Robert Mcdonnell
890b9560-0547-11f0-94c5-01236d0e69c4 | DIC Mezzanine Block1_Z1-Ian Mcleod_Presence-Z1-Ian Mcleod | Presence | DIC/Main | DIC/Main/Mezzanine Floor | Z1-Ian Mcleod
88e6f660-0547-11f0-94c5-01236d0e69c4 | DIC Mezzanine Block1_Z1-Paul Yates_Presence-Z1-Paul Yates | Presence | DIC/Main | DIC/Main/Mezzanine Floor | Z1-Paul Yates
81dd4c90-c279-11ef-94c5-01236d0e69c4 | PIR128 | Presence | DIC/Main | DIC/Main/Ground Floor | GROUND FLOOR (ALEC DIC YARD) - Female Washroom
81898740-c279-11ef-94c5-01236d0e69c4 | PIR127 | Presence | DIC/Main | DIC/Main/Ground Floor | GROUND FLOOR (ALEC DIC YARD) - Male Washroom
812ebd10-c279-11ef-94c5-01236d0e69c4 | PIR126 | Presence | DIC/Main | DIC/Main/Ground Floor | GROUND FLOOR (ALEC DIC YARD) - Area 6
80c3ed50-c279-11ef-94c5-01236d0e69c4 | PIR125 | Presence | DIC/Main | DIC/Main/Ground Floor | GROUND FLOOR (ALEC DIC YARD) - Area 5
80729900-c279-11ef-94c5-01236d0e69c4 | PIR124 | Presence | DIC/Main | DIC/Main/Ground Floor | GROUND FLOOR (ALEC DIC YARD) - Area 4
806838c0-c279-11ef-94c5-01236d0e69c4 | FF-01-PIR | Presence | DIC/Labour Welfare Area | DIC/Labour Welfare Area/First Floor | LABOUR WELFARE AREA - FIRST FLOOR (ALEC DIC YARD)
80211da0-c279-11ef-94c5-01236d0e69c4 | PIR123 | Presence | DIC/Main | DIC/Main/Ground Floor | GROUND FLOOR (ALEC DIC YARD) - Area 3
800187b0-c279-11ef-94c5-01236d0e69c4 | FF-02-PIR | Presence | DIC/Labour Welfare Area | DIC/Labour Welfare Area/First Floor | LABOUR WELFARE AREA - FIRST FLOOR (ALEC DIC YARD)
7fc282e0-c279-11ef-94c5-01236d0e69c4 | PIR122 | Presence | DIC/Main | DIC/Main/Ground Floor | GROUND FLOOR (ALEC DIC YARD) - Area 2
7f687c00-c279-11ef-94c5-01236d0e69c4 | PIR121 | Presence | DIC/Main | DIC/Main/Ground Floor | GROUND FLOOR (ALEC DIC YARD) - Area 1
7f403380-c279-11ef-94c5-01236d0e69c4 | FF-03-PIR | Presence | DIC/Labour Welfare Area | DIC/Labour Welfare Area/First Floor | LABOUR WELFARE AREA - FIRST FLOOR (ALEC DIC YARD)
7ee5de80-c279-11ef-94c5-01236d0e69c4 | FF-WASH-PIR | Presence | DIC/Labour Welfare Area | DIC/Labour Welfare Area/First Floor | LABOUR WELFARE AREA - FIRST FLOOR (ALEC DIC YARD)
7e887c40-c279-11ef-94c5-01236d0e69c4 | GF-01-PIR | Presence | DIC/Labour Welfare Area | DIC/Labour Welfare Area/GroundFloor | LABOUR WELFARE AREA - GROUND FLOOR (ALEC DIC YARD)
7e355330-c279-11ef-94c5-01236d0e69c4 | GF-02-PIR | Presence | DIC/Labour Welfare Area | DIC/Labour Welfare Area/GroundFloor | LABOUR WELFARE AREA - GROUND FLOOR (ALEC DIC YARD)
7ddafe30-c279-11ef-94c5-01236d0e69c4 | GF-03-PIR | Presence | DIC/Labour Welfare Area | DIC/Labour Welfare Area/GroundFloor | LABOUR WELFARE AREA - GROUND FLOOR (ALEC DIC YARD)
7d864e80-c279-11ef-94c5-01236d0e69c4 | GF-WASH-PIR | Presence | DIC/Labour Welfare Area | DIC/Labour Welfare Area/GroundFloor | LABOUR WELFARE AREA - GROUND FLOOR (ALEC DIC YARD)
7949dcf0-cbf3-11ef-94c5-01236d0e69c4 | DIC Mezzanine Block 4&5_Pantry_Presence-Pantry | Presence | DIC/Main | DIC/Main/Mezzanine Floor | Pantry
74d64110-cbf1-11ef-94c5-01236d0e69c4 | DIC Mezzanine Block 4&5_Corridor_Presence-Corridor | Presence | DIC/Main | DIC/Main/Mezzanine Floor | Corridor
6f095090-0b86-11f0-94c5-01236d0e69c4 | DIC Yard Block 5-GF_Male Toilet_Presence-Male Toilet | Presence | DIC/Main | DIC/Main/Ground Floor | Male Toilet
6ef10da0-0b86-11f0-94c5-01236d0e69c4 | DIC Yard Block 5-GF_Dressing Area_Presence-Dressing Area | Presence | DIC/Main | DIC/Main/Ground Floor | Dressing Area
6eb404a0-0b86-11f0-94c5-01236d0e69c4 | DIC Yard Block 5-GF_Meeting Room_Presence-Meeting Room | Presence | DIC/Main | DIC/Main/Ground Floor | Meeting Room
6e72b5e0-0b86-11f0-94c5-01236d0e69c4 | DIC Yard Block 5-GF_Printer and Pantry Area_Presence-Printer and Pantry Area | Presence | DIC/Main | DIC/Main/Ground Floor | Printer and Pantry Area
6e587720-0b86-11f0-94c5-01236d0e69c4 | DIC Yard Block 5-GF_ABS Office_Presence-ABS Office | Presence | DIC/Main | DIC/Main/Ground Floor | ABS Office
6de59110-0b86-11f0-94c5-01236d0e69c4 | DIC Yard Block 5-GF_Work Shop_Presence-Work Shop | Presence | DIC/Main | DIC/Main/Ground Floor | Work Shop
6d823b60-0b86-11f0-94c5-01236d0e69c4 | DIC Yard Block 5-GF_Clinic_Presence-Clinic | Presence | DIC/Main | DIC/Main/Ground Floor | Clinic
6d6d2cc0-0b86-11f0-94c5-01236d0e69c4 | DIC Yard Block 5-GF_Gym&Gaming Area_Presence-Gym&Gaming Area | Presence | DIC/Main | DIC/Main/Ground Floor | Gym&Gaming Area
6942ebe0-0563-11f0-94c5-01236d0e69c4 | DIC Mezzanine Block1_Z1-Bjorn Viedge_Presence-Z1-Bjorn Viedge | Presence | DIC/Main | DIC/Main/Mezzanine Floor | Z1-Bjorn Viedge
54bfb2f0-0bb9-11f0-94c5-01236d0e69c4 | DIC Yard Block 5-GF_Female Toilet_Presence-Female Toilet | Presence | DIC/Main | DIC/Main/Ground Floor | Female Toilet
3fa66d30-c43f-11ef-94c5-01236d0e69c4 | White Space_Mezzanine Office Space 3_Presence-Mezzanine Office Space 3 | Presence | DIC/Whitespace | DIC/Whitespace/First Floor | Mezzanine Office Space 3
3f9248f0-c43f-11ef-94c5-01236d0e69c4 | White Space_Mezzanine Office Space 1_Presence-Mezzanine Office Space 1 | Presence | DIC/Whitespace | DIC/Whitespace/First Floor | Mezzanine Office Space 1
3f5bcfa0-c43f-11ef-94c5-01236d0e69c4 | White Space_Mezzanine Office Space 2_Presence-Mezzanine Office Space 2 | Presence | DIC/Whitespace | DIC/Whitespace/First Floor | Mezzanine Office Space 2
38eedd60-d989-11ef-94c5-01236d0e69c4 | DIC Mezzanine Block 2_Z2-Office 5_Presence-Z2-Office 5 | Presence | DIC/Main | DIC/Main/Mezzanine Floor | Z2-Office 5
38bd6d20-d989-11ef-94c5-01236d0e69c4 | DIC Mezzanine Block 2_Z2-Office 7_Presence-Z2-Office 7 | Presence | DIC/Main | DIC/Main/Mezzanine Floor | Z2-Office 7
38a7e950-d989-11ef-94c5-01236d0e69c4 | DIC Mezzanine Block 2_Z2-FMD ALEC Lite_Presence-Z2-FMD ALEC Lite | Presence | DIC/Main | DIC/Main/Mezzanine Floor | Z2-FMD ALEC Lite
378c6730-d989-11ef-94c5-01236d0e69c4 | DIC Mezzanine Block 2_Z2-John Clark_Presence-Z2-John Clark | Presence | DIC/Main | DIC/Main/Mezzanine Floor | Z2-John Clark
374af160-d989-11ef-94c5-01236d0e69c4 | DIC Mezzanine Block 2_Z2-Corridor_Presence-Z2-Corridor | Presence | DIC/Main | DIC/Main/Mezzanine Floor | Z2-Corridor
37306480-d989-11ef-94c5-01236d0e69c4 | DIC Mezzanine Block 2_Z2-Mothers Room_Presence-Z2-Mothers Room | Presence | DIC/Main | DIC/Main/Mezzanine Floor | Z2-Mothers Room
370a17d0-d989-11ef-94c5-01236d0e69c4 | DIC Mezzanine Block 2_Z2-Female Toilet_Presence-Z2-Female Toilet | Presence | DIC/Main | DIC/Main/Mezzanine Floor | Z2-Female Toilet
35d18bf0-daf6-11ef-94c5-01236d0e69c4 | DIC Mezzanine Block 2_Z3-Office 8_Presence-Z3-Office 8 | Presence | DIC/Main | DIC/Main/Mezzanine Floor | Z3-Office 8
354eee70-daf6-11ef-94c5-01236d0e69c4 | DIC Mezzanine Block 2_Z1-Corridor_Presence-Z1-Corridor | Presence | DIC/Main | DIC/Main/Mezzanine Floor | Z1-Corridor
32970640-d989-11ef-94c5-01236d0e69c4 | DIC Mezzanine Block 2_Z1-Printer Area_Presence-Z1-Printer Area | Presence | DIC/Main | DIC/Main/Mezzanine Floor | Z1-Printer Area
3286d390-cbe9-11ef-94c5-01236d0e69c4 | DIC Mezzanine Block 4&5_Z5-Procurement Office 2_Presence-Z5-Procurement Office 2 | Presence | DIC/Main | DIC/Main/Mezzanine Floor | Z5-Procurement Office 2
328022e0-d989-11ef-94c5-01236d0e69c4 | DIC Mezzanine Block 2_Z1-Pantry_Presence-Z1-Pantry | Presence | DIC/Main | DIC/Main/Mezzanine Floor | Z1-Pantry
326bf890-cbe9-11ef-94c5-01236d0e69c4 | DIC Mezzanine Block 4&5_Z5-Procurement Office 1_Presence-Z5-Procurement Office 1 | Presence | DIC/Main | DIC/Main/Mezzanine Floor | Z5-Procurement Office 1
3266f590-d989-11ef-94c5-01236d0e69c4 | DIC Mezzanine Block 2_Z1-Office 4_Presence-Z1-Office 4 | Presence | DIC/Main | DIC/Main/Mezzanine Floor | Z1-Office 4
32503940-d989-11ef-94c5-01236d0e69c4 | DIC Mezzanine Block 2_Z1-Commercial ALT_Presence-Z1-Commercial ALT | Presence | DIC/Main | DIC/Main/Mezzanine Floor | Z1-Commercial ALT
304cb500-0563-11f0-94c5-01236d0e69c4 | DIC Mezzanine Block1_Z2-Conference Room_Presence-Z2-Conference Room | Presence | DIC/Main | DIC/Main/Mezzanine Floor | Z2-Conference Room
297382c0-cbe5-11ef-94c5-01236d0e69c4 | DIC Mezzanine Block 4&5_Z6-Meeting Room 2_Presence-Z6-Meeting Room 2 | Presence | DIC/Main | DIC/Main/Mezzanine Floor | Z6-Meeting Room 2
295af1b0-cbe5-11ef-94c5-01236d0e69c4 | DIC Mezzanine Block 4&5_Z6-Meeting Room 1_Presence-Z6-Meeting Room 1 | Presence | DIC/Main | DIC/Main/Mezzanine Floor | Z6-Meeting Room 1
227ab340-0bb8-11f0-94c5-01236d0e69c4 | DIC Yard Block 5-GF_Corridor_Presence-Corridor | Presence | DIC/Main | DIC/Main/Ground Floor | Corridor
1c5ef590-daf6-11ef-94c5-01236d0e69c4 | DIC Mezzanine Block 2_Z2-Eng.Work Station_Presence-Z2-Eng.Work Station | Presence | DIC/Main | DIC/Main/Mezzanine Floor | Z2-Eng.Work Station
1b3bd250-daf6-11ef-94c5-01236d0e69c4 | DIC Mezzanine Block 2_Z2-Sivaramakrishnan_Presence-Z2-Sivaramakrishnan | Presence | DIC/Main | DIC/Main/Mezzanine Floor | Z2-Sivaramakrishnan
1b2d7a70-daf6-11ef-94c5-01236d0e69c4 | DIC Mezzanine Block 2_Z2-ALEC Lite Commercial_Presence-Z2-ALEC Lite Commercial | Presence | DIC/Main | DIC/Main/Mezzanine Floor | Z2-ALEC Lite Commercial
1b0ea7d0-daf6-11ef-94c5-01236d0e69c4 | DIC Mezzanine Block 2_Z2-Male Toilet_Presence-Z2-Male Toilet | Presence | DIC/Main | DIC/Main/Mezzanine Floor | Z2-Male Toilet
1aed8b40-daf6-11ef-94c5-01236d0e69c4 | DIC Mezzanine Block 2_Z4-Female Prayer Room_Presence-Z4-Female Prayer Room | Presence | DIC/Main | DIC/Main/Mezzanine Floor | Z4-Female Prayer Room
1ad680d0-daf6-11ef-94c5-01236d0e69c4 | DIC Mezzanine Block 2_Z4-Female Toilet_Presence-Z4-Female Toilet | Presence | DIC/Main | DIC/Main/Mezzanine Floor | Z4-Female Toilet
1ac3e330-daf6-11ef-94c5-01236d0e69c4 | DIC Mezzanine Block 2_Z4-Male Toilet_Presence-Z4-Male Toilet | Presence | DIC/Main | DIC/Main/Mezzanine Floor | Z4-Male Toilet
1aa90830-daf6-11ef-94c5-01236d0e69c4 | DIC Mezzanine Block 2_Z4-BIM Manager 02_Presence-Z4-BIM Manager 02 | Presence | DIC/Main | DIC/Main/Mezzanine Floor | Z4-BIM Manager 02
1a93d280-daf6-11ef-94c5-01236d0e69c4 | DIC Mezzanine Block 2_Z4-Corridor_Presence-Z4-Corridor | Presence | DIC/Main | DIC/Main/Mezzanine Floor | Z4-Corridor
1a933640-daf6-11ef-94c5-01236d0e69c4 | DIC Mezzanine Block 2_Z4-BIM Manager 01_Presence-Z4-BIM Manager 01 | Presence | DIC/Main | DIC/Main/Mezzanine Floor | Z4-BIM Manager 01
1a606670-daf6-11ef-94c5-01236d0e69c4 | DIC Mezzanine Block 2_Z4-Eng Work Station 02_Presence-Z4-Eng Work Station 02 | Presence | DIC/Main | DIC/Main/Mezzanine Floor | Z4-Eng Work Station 02
1a44c820-daf6-11ef-94c5-01236d0e69c4 | DIC Mezzanine Block 2_Z4-Eng Work Station 01_Presence-Z4-Eng Work Station 01 | Presence | DIC/Main | DIC/Main/Mezzanine Floor | Z4-Eng Work Station 01
1a2ea810-daf6-11ef-94c5-01236d0e69c4 | DIC Mezzanine Block 2_Z4-Breakout Space_Presence-Z4-Breakout Space | Presence | DIC/Main | DIC/Main/Mezzanine Floor | Z4-Breakout Space
1a194b50-daf6-11ef-94c5-01236d0e69c4 | DIC Mezzanine Block 2_Z3-Eng Desks_Presence-Z3-Eng Desks | Presence | DIC/Main | DIC/Main/Mezzanine Floor | Z3-Eng Desks
1a07bf20-daf6-11ef-94c5-01236d0e69c4 | DIC Mezzanine Block 2_Z3-Corridor_Presence-Z3-Corridor | Presence | DIC/Main | DIC/Main/Mezzanine Floor | Z3-Corridor
19f34cc0-daf6-11ef-94c5-01236d0e69c4 | DIC Mezzanine Block 2_Z3-Open Work Station_Presence-Z3-Open Work Station | Presence | DIC/Main | DIC/Main/Mezzanine Floor | Z3-Open Work Station
19e25cd0-daf6-11ef-94c5-01236d0e69c4 | DIC Mezzanine Block 2_Z3-Govind_Presence-Z3-Govind | Presence | DIC/Main | DIC/Main/Mezzanine Floor | Z3-Govind
19bc8550-daf6-11ef-94c5-01236d0e69c4 | DIC Mezzanine Block 2_Z3-Eng Work Station 03_Presence-Z3-Eng Work Station 03 | Presence | DIC/Main | DIC/Main/Mezzanine Floor | Z3-Eng Work Station 03
19961190-daf6-11ef-94c5-01236d0e69c4 | DIC Mezzanine Block 2_Z3-Kirubakaran_Presence-Z3-Kirubakaran | Presence | DIC/Main | DIC/Main/Mezzanine Floor | Z3-Kirubakaran
17255fb0-daf6-11ef-94c5-01236d0e69c4 | DIC Mezzanine Block 2_Z1-Office 3_Presence-Z1-Office 3 | Presence | DIC/Main | DIC/Main/Mezzanine Floor | Z1-Office 3
16f798f0-daf6-11ef-94c5-01236d0e69c4 | DIC Mezzanine Block 2_Z1-Office 2_Presence-Z1-Office 2 | Presence | DIC/Main | DIC/Main/Mezzanine Floor | Z1-Office 2
16befcc0-daf6-11ef-94c5-01236d0e69c4 | DIC Mezzanine Block 2_Z1-Seating Area_Presence-Z1-Seating Area | Presence | DIC/Main | DIC/Main/Mezzanine Floor | Z1-Seating Area
165845f0-cbf3-11ef-94c5-01236d0e69c4 | DIC Mezzanine Block 4&5_Z6-Printing Station_Presence-Z6-Printing Station | Presence | DIC/Main | DIC/Main/Mezzanine Floor | Z6-Printing Station
1114af50-088b-11f0-94c5-01236d0e69c4 | DIC Server Room_Vestibule_Presence-Vestibule | Presence | DIC/Main | DIC/Main/Ground Floor | Vestibule
10f8c2e0-088b-11f0-94c5-01236d0e69c4 | DIC Server Room_Server Room_Presence-Server Room | Presence | DIC/Main | DIC/Main/Ground Floor | Server Room
e6d3ca00-8305-11f0-8bcd-bbf4998d3d0d | Block1 GF-DIC Server Room_Damper | Other
dee24010-8305-11f0-8bcd-bbf4998d3d0d | Block1 GF-DIC Server Room_Water Leak Sensor | Other
41c74150-0a0f-11f0-94c5-01236d0e69c4 | DIC Server Room_None_Other-Water Leak Sensor 3 | Other | DIC/Main | DIC/Main/Ground Floor | None
40d60380-0a0f-11f0-94c5-01236d0e69c4 | DIC Server Room_None_Other-Water Leak Sensor 4 | Other | DIC/Main | DIC/Main/Ground Floor | None
40a5a4b0-0a0f-11f0-94c5-01236d0e69c4 | DIC Server Room_None_Other-Water Leak Sensor 2 | Other | DIC/Main | DIC/Main/Ground Floor | None
407fcd30-0a0f-11f0-94c5-01236d0e69c4 | DIC Server Room_None_Other-Water Leak Sensor 1 | Other | DIC/Main | DIC/Main/Ground Floor | None
11519140-088b-11f0-94c5-01236d0e69c4 | DIC Server Room_None_Other-Flood Alarm | Other | DIC/Main | DIC/Main/Ground Floor | None
10c8d940-088b-11f0-94c5-01236d0e69c4 | DIC Server Room_None_Other-Damper 4 Status | Other | DIC/Main | DIC/Main/Ground Floor | None
10a23e70-088b-11f0-94c5-01236d0e69c4 | DIC Server Room_None_Other-Damper 3 Status | Other | DIC/Main | DIC/Main/Ground Floor | None
1083b9f0-088b-11f0-94c5-01236d0e69c4 | DIC Server Room_None_Other-Damper 2 Status | Other | DIC/Main | DIC/Main/Ground Floor | None
106c1340-088b-11f0-94c5-01236d0e69c4 | DIC Server Room_None_Other-Damper 1 Status | Other | DIC/Main | DIC/Main/Ground Floor | None
ed477270-0933-11f0-94c5-01236d0e69c4 | DIC_Server_Room-Access_Control | Loxone ACS
c6758710-d3e4-11ef-94c5-01236d0e69c4 | 504F94FFFEC0B2D0 | Loxone ACS |  |  | White Space
ae864ee0-2642-11f0-94c5-01236d0e69c4 | B04DF3BA | Loxone ACS
73ebf2d0-5e46-11f0-a54f-c718692b063f | B04DF3BB | Loxone ACS
533e9430-dd35-11ef-94c5-01236d0e69c4 | 504F94FFFEC0B33B | Loxone ACS |  |  | White Space
38841480-dd35-11ef-94c5-01236d0e69c4 | 504F94FFFEC0B346 | Loxone ACS |  |  | White Space
fff6c5e0-daf5-11ef-94c5-01236d0e69c4 | DIC Mezzanine Block 2_Z1-Corridor_Lights-Z1-Corridor | Lights | DIC/Main | DIC/Main/Mezzanine Floor | Z1-Corridor
ffdd4a70-daf5-11ef-94c5-01236d0e69c4 | DIC Mezzanine Block 2_Z1-Seating Area_Lights-Z1-Seating Area | Lights | DIC/Main | DIC/Main/Mezzanine Floor | Z1-Seating Area
ffcc0c60-daf5-11ef-94c5-01236d0e69c4 | DIC Mezzanine Block 2_Z1-Printer Area_Lights-Z1-Printer Area | Lights | DIC/Main | DIC/Main/Mezzanine Floor | Z1-Printer Area
ffb83640-daf5-11ef-94c5-01236d0e69c4 | DIC Mezzanine Block 2_Z1-Pantry_Lights-Z1-Pantry L3 | Lights | DIC/Main | DIC/Main/Mezzanine Floor | Z1-Pantry
ffa12bd0-daf5-11ef-94c5-01236d0e69c4 | DIC Mezzanine Block 2_Z1-Pantry_Lights-Z1-Pantry L2 | Lights | DIC/Main | DIC/Main/Mezzanine Floor | Z1-Pantry
ff8a2160-daf5-11ef-94c5-01236d0e69c4 | DIC Mezzanine Block 2_Z1-Pantry_Lights-Z1-Pantry L1 | Lights | DIC/Main | DIC/Main/Mezzanine Floor | Z1-Pantry
ff790a60-daf5-11ef-94c5-01236d0e69c4 | DIC Mezzanine Block 2_Z1-Office 4_Lights-Z1-Office 4 L2 | Lights | DIC/Main | DIC/Main/Mezzanine Floor | Z1-Office 4
ff65d080-daf5-11ef-94c5-01236d0e69c4 | DIC Mezzanine Block 2_Z1-Office 4_Lights-Z1-Office 4 L1 | Lights | DIC/Main | DIC/Main/Mezzanine Floor | Z1-Office 4
fd1adb10-5e47-11f0-a54f-c718692b063f | Block 3 PMV Block_Work Station_Lights-Work Station CL-2 | Lights | DIC/Main | DIC/Main/Ground Floor | Work Station
f1243210-cc17-11ef-94c5-01236d0e69c4 | DIC Mezzanine Block 4&5_Z7-Meeting Room_Lights-Z7-Meeting Room SL | Lights | DIC/Main | DIC/Main/Mezzanine Floor | Z7-Meeting Room
eee25860-cc17-11ef-94c5-01236d0e69c4 | DIC Mezzanine Block 4&5_Z7-Meeting Room_Lights-Z7-Meeting Room CL | Lights | DIC/Main | DIC/Main/Mezzanine Floor | Z7-Meeting Room
eed75be0-cc17-11ef-94c5-01236d0e69c4 | DIC Mezzanine Block 4&5_Z6-Reception_Lights-Z6-Reception DL | Lights | DIC/Main | DIC/Main/Mezzanine Floor | Z6-Reception
e85be320-dece-11ef-94c5-01236d0e69c4 | DIC Mezzanine Block 2_Z1-Melvin Office_Lights-Z1-Melvin Office L2 | Lights | DIC/Main | DIC/Main/Mezzanine Floor | Z1-Melvin Office
e8494580-dece-11ef-94c5-01236d0e69c4 | DIC Mezzanine Block 2_Z1-Melvin Office_Lights-Z1-Melvin Office L1 | Lights | DIC/Main | DIC/Main/Mezzanine Floor | Z1-Melvin Office
e38c3630-c1d0-11ef-94c5-01236d0e69c4 | White Space_Electrical Room_Lights-Electrical Room | Lights | DIC/Whitespace | DIC/Whitespace/GroundFloor | Electrical Room
e38be810-c1d0-11ef-94c5-01236d0e69c4 | White Space_Office 01_Lights-Office 01 | Lights | DIC/Whitespace | DIC/Whitespace/GroundFloor | Office 01
e37e0560-c1d0-11ef-94c5-01236d0e69c4 | White Space_White Space 03_Lights-White Space 03 | Lights | DIC/Whitespace | DIC/Whitespace/GroundFloor | White Space 03
e37d9030-c1d0-11ef-94c5-01236d0e69c4 | White Space_White Space 02_Lights-White Space 02 | Lights | DIC/Whitespace | DIC/Whitespace/GroundFloor | White Space 02
e372e1d0-c1d0-11ef-94c5-01236d0e69c4 | White Space_White Space 01_Lights-White Space 01 | Lights | DIC/Whitespace | DIC/Whitespace/GroundFloor | White Space 01
dc60ed10-1b62-11f0-94c5-01236d0e69c4 | DIC Mezzanine Block1_Z2-Conference Room_Lights-Z2-Conference Room Wall LED | Lights | DIC/Main | DIC/Main/Mezzanine Floor | Z2-Conference Room
d5a71840-0547-11f0-94c5-01236d0e69c4 | DIC Mezzanine Block1_Z2-Reception_Lights-Z2-Reception-LED | Lights | DIC/Main | DIC/Main/Mezzanine Floor | Z2-Reception
d247c6d0-66d2-11f0-a54f-c718692b063f | Block 3 PMV Block_Office 5_Lights-Office 5 TL | Lights | DIC/Main | DIC/Main/Ground Floor | Office 5
d11f3f90-dece-11ef-94c5-01236d0e69c4 | White Space_White_Space-Corridor_Lights-White_Space-Corridor | Lights | DIC/Whitespace | DIC/Whitespace/GroundFloor | White_Space-Corridor
d0de24b0-66d2-11f0-a54f-c718692b063f | Block 3 PMV Block_Office 5_Lights-Office 5 CL | Lights | DIC/Main | DIC/Main/Ground Floor | Office 5
ca05e190-c732-11ef-94c5-01236d0e69c4 | DIC Mezzanine Block 4&5_Z7-Male Toilet_Lights-Z7-Male Toilet | Lights | DIC/Main | DIC/Main/Mezzanine Floor | Z7-Male Toilet
c51c5f60-c6a1-11ef-94c5-01236d0e69c4 | DIC Mezzanine Block 4&5_Z6-Female Toilet_Lights-Z6-Female Toilet | Lights | DIC/Main | DIC/Main/Mezzanine Floor | Z6-Female Toilet
bc982030-092d-11f0-94c5-01236d0e69c4 | DIC Server Room_Vestibule_Lights-Vestibule | Lights | DIC/Main | DIC/Main/Ground Floor | Vestibule
bc657770-092d-11f0-94c5-01236d0e69c4 | DIC Server Room_Server Room_Lights-Server Room | Lights | DIC/Main | DIC/Main/Ground Floor | Server Room
b7dcd150-0bba-11f0-94c5-01236d0e69c4 | DIC Yard Block 5-GF_Work Shop_Lights-Work Shop CL 2 | Lights | DIC/Main | DIC/Main/Ground Floor | Work Shop
b78143d0-0bba-11f0-94c5-01236d0e69c4 | DIC Yard Block 5-GF_Work Shop_Lights-Work Shop CL 1 | Lights | DIC/Main | DIC/Main/Ground Floor | Work Shop
b6ce6a70-c6a1-11ef-94c5-01236d0e69c4 | DIC Mezzanine Block 4&5_Z5-Muayyad_Lights-Z5-Muayyad CL | Lights | DIC/Main | DIC/Main/Mezzanine Floor | Z5-Muayyad
b673c6f0-dec1-11ef-94c5-01236d0e69c4 | DIC Mezzanine Block 2_Z2-Office 6_Lights-Z2-Office 6 L2 | Lights | DIC/Main | DIC/Main/Mezzanine Floor | Z2-Office 6
b67092a0-dec1-11ef-94c5-01236d0e69c4 | DIC Mezzanine Block 2_Z2-Office 6_Lights-Z2-Office 6 L1 | Lights | DIC/Main | DIC/Main/Mezzanine Floor | Z2-Office 6
b5a2d1c0-0bb8-11f0-94c5-01236d0e69c4 | DIC Yard Block 5-GF_Office-2_Lights-Office-2 TL | Lights | DIC/Main | DIC/Main/Ground Floor | Office-2
b5875a80-0bb8-11f0-94c5-01236d0e69c4 | DIC Yard Block 5-GF_Office-2_Lights-Office-2 CL | Lights | DIC/Main | DIC/Main/Ground Floor | Office-2
b57e1c50-dec1-11ef-94c5-01236d0e69c4 | DIC Mezzanine Block 2_Z1-Office 1_Lights-Z1-Office 1 L2 | Lights | DIC/Main | DIC/Main/Mezzanine Floor | Z1-Office 1
b578c520-dec1-11ef-94c5-01236d0e69c4 | DIC Mezzanine Block 2_Z1-Office 1_Lights-Z1-Office 1 L1 | Lights | DIC/Main | DIC/Main/Mezzanine Floor | Z1-Office 1
b1505180-c6a1-11ef-94c5-01236d0e69c4 | DIC Mezzanine Block 4&5_Z5-Younes_Lights-Z5-Younes TL | Lights | DIC/Main | DIC/Main/Mezzanine Floor | Z5-Younes
b1399530-c6a1-11ef-94c5-01236d0e69c4 | DIC Mezzanine Block 4&5_Z5-Younes_Lights-Z5-Younes CL | Lights | DIC/Main | DIC/Main/Mezzanine Floor | Z5-Younes
b0edbf20-c6a1-11ef-94c5-01236d0e69c4 | DIC Mezzanine Block 4&5_Z6-Store Room_Lights-Z6-Store Room | Lights | DIC/Main | DIC/Main/Mezzanine Floor | Z6-Store Room
b0d6b4b0-c6a1-11ef-94c5-01236d0e69c4 | DIC Mezzanine Block 4&5_Z6-IDF Room_Lights-Z6-IDF Room | Lights | DIC/Main | DIC/Main/Mezzanine Floor | Z6-IDF Room
b0c9e370-c6a1-11ef-94c5-01236d0e69c4 | DIC Mezzanine Block 4&5_Z6-Reception_Lights-Z6-Reception | Lights | DIC/Main | DIC/Main/Mezzanine Floor | Z6-Reception
b093b840-c6a1-11ef-94c5-01236d0e69c4 | DIC Mezzanine Block 4&5_Z6-Male Toilet_Lights-Z6-Male Toilet | Lights | DIC/Main | DIC/Main/Mezzanine Floor | Z6-Male Toilet
af7046e0-c6a1-11ef-94c5-01236d0e69c4 | DIC Mezzanine Block 4&5_Z5-Niall Clark_Lights-Z5-Niall Clark TL | Lights | DIC/Main | DIC/Main/Mezzanine Floor | Z5-Niall Clark
af59b1a0-c6a1-11ef-94c5-01236d0e69c4 | DIC Mezzanine Block 4&5_Z5-Niall Clark_Lights-Z5-Niall Clark CL | Lights | DIC/Main | DIC/Main/Mezzanine Floor | Z5-Niall Clark
af41e3e0-c6a1-11ef-94c5-01236d0e69c4 | DIC Mezzanine Block 4&5_Z5-Muayyad_Lights-Z5-Muayyad TL | Lights | DIC/Main | DIC/Main/Mezzanine Floor | Z5-Muayyad
af11d330-c6a1-11ef-94c5-01236d0e69c4 | DIC Mezzanine Block 4&5_Z5-Greg_Lights-Z5-Greg TL | Lights | DIC/Main | DIC/Main/Mezzanine Floor | Z5-Greg
aefc9d80-c6a1-11ef-94c5-01236d0e69c4 | DIC Mezzanine Block 4&5_Z5-Greg_Lights-Z5-Greg CL | Lights | DIC/Main | DIC/Main/Mezzanine Floor | Z5-Greg
a9d36460-139a-11f0-94c5-01236d0e69c4 | DIC Mezzanine Block1_Z2-Conference Room_Lights-Z2-Conference Room-CL | Lights | DIC/Main | DIC/Main/Mezzanine Floor | Z2-Conference Room
a5a103a0-df08-11ef-94c5-01236d0e69c4 | White Space_Mezzanine Pantry_Lights-Mezzanine Pantry | Lights | DIC/Whitespace | DIC/Whitespace/First Floor | Mezzanine Pantry
982c22c0-66d2-11f0-a54f-c718692b063f | Block 3 PMV Block_Corridor_Lights-Corridor CL | Lights | DIC/Main | DIC/Main/Ground Floor | Corridor
97f163b0-66d2-11f0-a54f-c718692b063f | Block 3 PMV Block_Office 6_Lights-Office 6 TL | Lights | DIC/Main | DIC/Main/Ground Floor | Office 6
97ed4500-66d2-11f0-a54f-c718692b063f | Block 3 PMV Block_Office 3_Lights-Office 3 TL | Lights | DIC/Main | DIC/Main/Ground Floor | Office 3
97d77310-66d2-11f0-a54f-c718692b063f | Block 3 PMV Block_Office 3_Lights-Office 3 CL | Lights | DIC/Main | DIC/Main/Ground Floor | Office 3
97b93cb0-66d2-11f0-a54f-c718692b063f | Block 3 PMV Block_Office 4_Lights-Office 4 TL | Lights | DIC/Main | DIC/Main/Ground Floor | Office 4
97a873d0-66d2-11f0-a54f-c718692b063f | Block 3 PMV Block_Office 1_Lights-Office 1 TL | Lights | DIC/Main | DIC/Main/Ground Floor | Office 1
97576da0-66d2-11f0-a54f-c718692b063f | Block 3 PMV Block_Office 2_Lights-Office 2 TL | Lights | DIC/Main | DIC/Main/Ground Floor | Office 2
9660dfe0-1073-11f0-94c5-01236d0e69c4 | Block 3 PMV Block_Conference Room_Lights-Conference Room TL | Lights | DIC/Main | DIC/Main/Ground Floor | Conference Room
965c7310-1073-11f0-94c5-01236d0e69c4 | Block 3 PMV Block_Conference Room_Lights-Conference Room CL | Lights | DIC/Main | DIC/Main/Ground Floor | Conference Room
94dc3470-66d2-11f0-a54f-c718692b063f | Block 3 PMV Block_Office 6_Lights-Office 6 CL | Lights | DIC/Main | DIC/Main/Ground Floor | Office 6
8c82e1d0-0547-11f0-94c5-01236d0e69c4 | DIC Mezzanine Block1_Z2-Reception_Lights-Z2-Reception Entrance | Lights | DIC/Main | DIC/Main/Mezzanine Floor | Z2-Reception
8c01a3e0-0547-11f0-94c5-01236d0e69c4 | DIC Mezzanine Block1_Z2-Coffee Point_Lights-Z2-Coffee Point-HL | Lights | DIC/Main | DIC/Main/Mezzanine Floor | Z2-Coffee Point
8c012eb0-0547-11f0-94c5-01236d0e69c4 | DIC Mezzanine Block1_Z2-Coffee Point_Lights-Z2-Coffee Point-SL | Lights | DIC/Main | DIC/Main/Mezzanine Floor | Z2-Coffee Point
8bef0640-0547-11f0-94c5-01236d0e69c4 | DIC Mezzanine Block1_Z2-Reception_Lights-Z2-Reception-HL | Lights | DIC/Main | DIC/Main/Mezzanine Floor | Z2-Reception
8bea7260-0547-11f0-94c5-01236d0e69c4 | DIC Mezzanine Block1_Z2-Reception_Lights-Z2-Reception-SL | Lights | DIC/Main | DIC/Main/Mezzanine Floor | Z2-Reception
8be2f850-0547-11f0-94c5-01236d0e69c4 | DIC Mezzanine Block1_Z2-Corridor_Lights-Z2-Corridor LED | Lights | DIC/Main | DIC/Main/Mezzanine Floor | Z2-Corridor
8bb4e370-0547-11f0-94c5-01236d0e69c4 | DIC Mezzanine Block1_Z2-Corridor_Lights-Z2-Corridor-HL | Lights | DIC/Main | DIC/Main/Mezzanine Floor | Z2-Corridor
881eeb70-0547-11f0-94c5-01236d0e69c4 | DIC Mezzanine Block1_Z1-Paul Yates_Lights-Z1-Paul Yates-TL | Lights | DIC/Main | DIC/Main/Mezzanine Floor | Z1-Paul Yates
87d8bab0-0547-11f0-94c5-01236d0e69c4 | DIC Mezzanine Block1_Z2-Male Toilet_Lights-Z2-Male Toilet | Lights | DIC/Main | DIC/Main/Mezzanine Floor | Z2-Male Toilet
87d1dce0-0547-11f0-94c5-01236d0e69c4 | DIC Mezzanine Block1_Z2-Female Toilet_Lights-Z2-Female Toilet | Lights | DIC/Main | DIC/Main/Mezzanine Floor | Z2-Female Toilet
87c49671-0547-11f0-94c5-01236d0e69c4 | DIC Mezzanine Block1_Z2-Store-2_Lights-Z2-Store-2 | Lights | DIC/Main | DIC/Main/Mezzanine Floor | Z2-Store-2
87bad270-0547-11f0-94c5-01236d0e69c4 | DIC Mezzanine Block1_Z1-Executive Toilet_Lights-Z1-Executive Toilet | Lights | DIC/Main | DIC/Main/Mezzanine Floor | Z1-Executive Toilet
87b50610-0547-11f0-94c5-01236d0e69c4 | DIC Mezzanine Block1_Z1-Store-1_Lights-Z1-Store-1 | Lights | DIC/Main | DIC/Main/Mezzanine Floor | Z1-Store-1
87ab6920-0547-11f0-94c5-01236d0e69c4 | DIC Mezzanine Block1_Z2-Muthu Kumar_Lights-Z2-Muthu Kumar-TL | Lights | DIC/Main | DIC/Main/Mezzanine Floor | Z2-Muthu Kumar
87aa57b0-0547-11f0-94c5-01236d0e69c4 | DIC Mezzanine Block1_Z2-Neil_Lights-Z2-Neil-TL | Lights | DIC/Main | DIC/Main/Mezzanine Floor | Z2-Neil
8796cfb0-0547-11f0-94c5-01236d0e69c4 | DIC Mezzanine Block1_Z2-Gerrie_Lights-Z2-Gerrie-TL | Lights | DIC/Main | DIC/Main/Mezzanine Floor | Z2-Gerrie
878da7f0-0547-11f0-94c5-01236d0e69c4 | DIC Mezzanine Block1_Z2-Rejil Kumar_Lights-Z2-Rejil Kumar-TL | Lights | DIC/Main | DIC/Main/Mezzanine Floor | Z2-Rejil Kumar
878d0bb0-0547-11f0-94c5-01236d0e69c4 | DIC Mezzanine Block1_Z2-Neil_Lights-Z2-Neil-SL | Lights | DIC/Main | DIC/Main/Mezzanine Floor | Z2-Neil
87856a90-0547-11f0-94c5-01236d0e69c4 | DIC Mezzanine Block1_Z2-Corridor_Lights-Z2-Corridor-SL | Lights | DIC/Main | DIC/Main/Mezzanine Floor | Z2-Corridor
877e1790-0547-11f0-94c5-01236d0e69c4 | DIC Mezzanine Block1_Z2-Muthu Kumar_Lights-Z2-Muthu Kumar-SL | Lights | DIC/Main | DIC/Main/Mezzanine Floor | Z2-Muthu Kumar
876ed550-0547-11f0-94c5-01236d0e69c4 | DIC Mezzanine Block1_Z2-Gerrie_Lights-Z2-Gerrie-SL | Lights | DIC/Main | DIC/Main/Mezzanine Floor | Z2-Gerrie
876167d0-0547-11f0-94c5-01236d0e69c4 | DIC Mezzanine Block1_Z2-Rejil Kumar_Lights-Z2-Rejil Kumar-SL | Lights | DIC/Main | DIC/Main/Mezzanine Floor | Z2-Rejil Kumar
874ef140-0547-11f0-94c5-01236d0e69c4 | DIC Mezzanine Block1_Z1-Breakout Area_Lights-Z1-Breakout Area-LED | Lights | DIC/Main | DIC/Main/Mezzanine Floor | Z1-Breakout Area
87404b40-0547-11f0-94c5-01236d0e69c4 | DIC Mezzanine Block1_Z1-Nathan Hanns_Lights-Z1-Nathan Hanns-LED | Lights | DIC/Main | DIC/Main/Mezzanine Floor | Z1-Nathan Hanns
873f87f0-0547-11f0-94c5-01236d0e69c4 | DIC Mezzanine Block1_Z1-Steve Mckenzie_Lights-Z1-Steve Mckenzie-LED | Lights | DIC/Main | DIC/Main/Mezzanine Floor | Z1-Steve Mckenzie
8737e6d0-0547-11f0-94c5-01236d0e69c4 | DIC Mezzanine Block1_Z1-Robert Mcdonnell_Lights-Z1-Robert Mcdonnell-LED | Lights | DIC/Main | DIC/Main/Mezzanine Floor | Z1-Robert Mcdonnell
87332be0-0547-11f0-94c5-01236d0e69c4 | DIC Mezzanine Block1_Z1-Board Room_Lights-Z1-Board Room-LED | Lights | DIC/Main | DIC/Main/Mezzanine Floor | Z1-Board Room
87212a80-0547-11f0-94c5-01236d0e69c4 | DIC Mezzanine Block1_Z1-Ian Mcleod_Lights-Z1-Ian Mcleod-LED | Lights | DIC/Main | DIC/Main/Mezzanine Floor | Z1-Ian Mcleod
871ae8f0-0547-11f0-94c5-01236d0e69c4 | DIC Mezzanine Block1_Z1-Paul Yates_Lights-Z1-Paul Yates-LED | Lights | DIC/Main | DIC/Main/Mezzanine Floor | Z1-Paul Yates
8705b340-0547-11f0-94c5-01236d0e69c4 | DIC Mezzanine Block1_Z1-Breakout Area_Lights-Z1-Breakout Area-TL | Lights | DIC/Main | DIC/Main/Mezzanine Floor | Z1-Breakout Area
86f6bf20-0547-11f0-94c5-01236d0e69c4 | DIC Mezzanine Block1_Z1-Steve Mckenzie_Lights-Z1-Steve Mckenzie-TL | Lights | DIC/Main | DIC/Main/Mezzanine Floor | Z1-Steve Mckenzie
857d8ca0-0547-11f0-94c5-01236d0e69c4 | DIC Mezzanine Block1_Z1-Nathan Hanns_Lights-Z1-Nathan Hanns-TL | Lights | DIC/Main | DIC/Main/Mezzanine Floor | Z1-Nathan Hanns
8566a941-0547-11f0-94c5-01236d0e69c4 | DIC Mezzanine Block1_Z1-Robert Mcdonnell_Lights-Z1-Robert Mcdonnell-TL | Lights | DIC/Main | DIC/Main/Mezzanine Floor | Z1-Robert Mcdonnell
8566a940-0547-11f0-94c5-01236d0e69c4 | DIC Mezzanine Block1_Z1-Ian Mcleod_Lights-Z1-Ian Mcleod-TL | Lights | DIC/Main | DIC/Main/Mezzanine Floor | Z1-Ian Mcleod
854f9ed0-0547-11f0-94c5-01236d0e69c4 | DIC Mezzanine Block1_Z1-Breakout Area_Lights-Z1-Breakout Area-SL | Lights | DIC/Main | DIC/Main/Mezzanine Floor | Z1-Breakout Area
85403580-0547-11f0-94c5-01236d0e69c4 | DIC Mezzanine Block1_Z1-Steve Mckenzie_Lights-Z1-Steve Mckenzie-SL | Lights | DIC/Main | DIC/Main/Mezzanine Floor | Z1-Steve Mckenzie
85389460-0547-11f0-94c5-01236d0e69c4 | DIC Mezzanine Block1_Z1-Nathan Hanns_Lights-Z1-Nathan Hanns-SL | Lights | DIC/Main | DIC/Main/Mezzanine Floor | Z1-Nathan Hanns
8532a0f0-0547-11f0-94c5-01236d0e69c4 | DIC Mezzanine Block1_Z1-Board Room_Lights-Z1-Board Room-CL | Lights | DIC/Main | DIC/Main/Mezzanine Floor | Z1-Board Room
852a8aa0-0547-11f0-94c5-01236d0e69c4 | DIC Mezzanine Block1_Z1-Robert Mcdonnell_Lights-Z1-Robert Mcdonnell-SL | Lights | DIC/Main | DIC/Main/Mezzanine Floor | Z1-Robert Mcdonnell
851b4860-0547-11f0-94c5-01236d0e69c4 | DIC Mezzanine Block1_Z1-Ian Mcleod_Lights-Z1-Ian Mcleod-SL | Lights | DIC/Main | DIC/Main/Mezzanine Floor | Z1-Ian Mcleod
8513a740-0547-11f0-94c5-01236d0e69c4 | DIC Mezzanine Block1_Z1-Paul Yates_Lights-Z1-Paul Yates-SL | Lights | DIC/Main | DIC/Main/Mezzanine Floor | Z1-Paul Yates
76d658c0-fd73-11ef-94c5-01236d0e69c4 | White Space_Melvin's Office_Lights-Melvin's Office | Lights | DIC/Whitespace | DIC/Whitespace/First Floor | Melvin's Office
75c16650-fd73-11ef-94c5-01236d0e69c4 | White Space_Office 02_Lights-Office 02 | Lights | DIC/Whitespace | DIC/Whitespace/GroundFloor | Office 02
748a7200-6091-11f0-a54f-c718692b063f | Block 3 PMV Block_Pantry_Lights-Pantry | Lights | DIC/Main | DIC/Main/Ground Floor | Pantry
73bf45b0-25ec-11f0-94c5-01236d0e69c4 | DIC Mezzanine Block 2_Z3-Eng Desks_Lights-Z3-Eng Desks TL-4 | Lights | DIC/Main | DIC/Main/Mezzanine Floor | Z3-Eng Desks
73828ad0-25ec-11f0-94c5-01236d0e69c4 | DIC Mezzanine Block 2_Z3-Eng Desks_Lights-Z3-Eng Desks TL-2 | Lights | DIC/Main | DIC/Main/Mezzanine Floor | Z3-Eng Desks
70910200-0b86-11f0-94c5-01236d0e69c4 | DIC Yard Block 5-GF_Printer and Pantry Area_Lights-Printer and Pantry Area CL | Lights | DIC/Main | DIC/Main/Ground Floor | Printer and Pantry Area
6da0e6f0-0b86-11f0-94c5-01236d0e69c4 | DIC Yard Block 5-GF_Gym&Gaming Area_Lights-Gym&Gaming Area | Lights | DIC/Main | DIC/Main/Ground Floor | Gym&Gaming Area
6d137400-0b86-11f0-94c5-01236d0e69c4 | DIC Yard Block 5-GF_Gym&Gaming Area_Lights-Gym&Gaming Area LED | Lights | DIC/Main | DIC/Main/Ground Floor | Gym&Gaming Area
6c588870-0b86-11f0-94c5-01236d0e69c4 | DIC Yard Block 5-GF_Dressing Area_Lights-Dressing Area CL | Lights | DIC/Main | DIC/Main/Ground Floor | Dressing Area
6bed4380-0b86-11f0-94c5-01236d0e69c4 | DIC Yard Block 5-GF_Meeting Room_Lights-Meeting Room TL | Lights | DIC/Main | DIC/Main/Ground Floor | Meeting Room
6bd0bad0-0b86-11f0-94c5-01236d0e69c4 | DIC Yard Block 5-GF_Meeting Room_Lights-Meeting Room CL | Lights | DIC/Main | DIC/Main/Ground Floor | Meeting Room
6bb088a0-0b86-11f0-94c5-01236d0e69c4 | DIC Yard Block 5-GF_ABS Office_Lights-ABS Office TL | Lights | DIC/Main | DIC/Main/Ground Floor | ABS Office
6b93b1d0-0b86-11f0-94c5-01236d0e69c4 | DIC Yard Block 5-GF_ABS Office_Lights-ABS Office CL | Lights | DIC/Main | DIC/Main/Ground Floor | ABS Office
6afaa620-0b86-11f0-94c5-01236d0e69c4 | DIC Yard Block 5-GF_Clinic_Lights-Clinic CL | Lights | DIC/Main | DIC/Main/Ground Floor | Clinic
6adc21a0-0b86-11f0-94c5-01236d0e69c4 | DIC Yard Block 5-GF_Gym&Gaming Area_Lights-Gym&Gaming Area CL-2 | Lights | DIC/Main | DIC/Main/Ground Floor | Gym&Gaming Area
67216b70-0563-11f0-94c5-01236d0e69c4 | DIC Mezzanine Block1_Z1-Bjorn Viedge_Lights-Z1-Bjorn Viedge-LED | Lights | DIC/Main | DIC/Main/Mezzanine Floor | Z1-Bjorn Viedge
66d435d0-0563-11f0-94c5-01236d0e69c4 | DIC Mezzanine Block1_Z1-Bjorn Viedge_Lights-Z1-Bjorn Viedge-TL | Lights | DIC/Main | DIC/Main/Mezzanine Floor | Z1-Bjorn Viedge
658343f0-0b86-11f0-94c5-01236d0e69c4 | DIC Yard Block 5-GF_Gym&Gaming Area_Lights-Gym&Gaming Area CL-1 | Lights | DIC/Main | DIC/Main/Ground Floor | Gym&Gaming Area
64c998c0-0563-11f0-94c5-01236d0e69c4 | DIC Mezzanine Block1_Z1-Bjorn Viedge_Lights-Z1-Bjorn Viedge-SL | Lights | DIC/Main | DIC/Main/Mezzanine Floor | Z1-Bjorn Viedge
5cb3e350-cbef-11ef-94c5-01236d0e69c4 | DIC Mezzanine Block 4&5_Pantry_Lights-Z5-Pantry LED | Lights | DIC/Main | DIC/Main/Mezzanine Floor | Pantry
5cad53a0-cbef-11ef-94c5-01236d0e69c4 | DIC Mezzanine Block 4&5_Pantry_Lights-Z5-Pantry CL2 | Lights | DIC/Main | DIC/Main/Mezzanine Floor | Pantry
5ca9f840-cbef-11ef-94c5-01236d0e69c4 | DIC Mezzanine Block 4&5_Pantry_Lights-Z5-Pantry CL1 | Lights | DIC/Main | DIC/Main/Mezzanine Floor | Pantry
57261ad0-66ee-11f0-a54f-c718692b063f | Block 3 PMV Block_Design & Control room_Lights-Design & Control room CL | Lights | DIC/Main | DIC/Main/Ground Floor | Design & Control room
45dd3580-25ec-11f0-94c5-01236d0e69c4 | DIC Mezzanine Block 2_Z3-Eng Desks_Lights-Z3-Eng Desks TL-1 | Lights | DIC/Main | DIC/Main/Mezzanine Floor | Z3-Eng Desks
42c57ee0-0bb9-11f0-94c5-01236d0e69c4 | DIC Yard Block 5-GF_Female Toilet_Lights-Female Toilet CL | Lights | DIC/Main | DIC/Main/Ground Floor | Female Toilet
3f65d910-66d2-11f0-a54f-c718692b063f | Block 3 PMV Block_Office 4_Lights-Office 4 CL | Lights | DIC/Main | DIC/Main/Ground Floor | Office 4
3f4de440-66d2-11f0-a54f-c718692b063f | Block 3 PMV Block_Office 2_Lights-Office 2 CL | Lights | DIC/Main | DIC/Main/Ground Floor | Office 2
3efb5770-66d2-11f0-a54f-c718692b063f | Block 3 PMV Block_Office 1_Lights-Office 1 CL | Lights | DIC/Main | DIC/Main/Ground Floor | Office 1
3d8b2e50-c43f-11ef-94c5-01236d0e69c4 | White Space_Mezzanine Office Space 2_Lights-Mezzanine Office Space 2 | Lights | DIC/Whitespace | DIC/Whitespace/First Floor | Mezzanine Office Space 2
3d2874e0-c43f-11ef-94c5-01236d0e69c4 | White Space_Mezzanine Office Space 1_Lights-Mezzanine Office Space 1 | Lights | DIC/Whitespace | DIC/Whitespace/First Floor | Mezzanine Office Space 1
3ce56920-1467-11f0-94c5-01236d0e69c4 | DIC Mezzanine Block1_Z2-Corridor_Lights-Z2-Corridor-1 | Lights | DIC/Main | DIC/Main/Mezzanine Floor | Z2-Corridor
3cc229b0-1467-11f0-94c5-01236d0e69c4 | DIC Mezzanine Block1_Z2-Coffee Point_Lights-Z2-Coffee Point | Lights | DIC/Main | DIC/Main/Mezzanine Floor | Z2-Coffee Point
3b7ed440-1467-11f0-94c5-01236d0e69c4 | DIC Mezzanine Block1_Z2-Corridor_Lights-Z2-Corridor | Lights | DIC/Main | DIC/Main/Mezzanine Floor | Z2-Corridor
3b7b06a0-5e48-11f0-a54f-c718692b063f | Block 3 PMV Block_Work Station_Lights-Work Station CL-1 | Lights | DIC/Main | DIC/Main/Ground Floor | Work Station
3b6299b0-1467-11f0-94c5-01236d0e69c4 | DIC Mezzanine Block1_Z2-Muthu Kumar_Lights-Z2-Muthu Kumar | Lights | DIC/Main | DIC/Main/Mezzanine Floor | Z2-Muthu Kumar
3aa3dd90-1467-11f0-94c5-01236d0e69c4 | DIC Mezzanine Block1_Z2-Neil_Lights-Z2-Neil | Lights | DIC/Main | DIC/Main/Mezzanine Floor | Z2-Neil
3a8a8930-1467-11f0-94c5-01236d0e69c4 | DIC Mezzanine Block1_Z2-Gerrie_Lights-Z2-Gerrie | Lights | DIC/Main | DIC/Main/Mezzanine Floor | Z2-Gerrie
3a6e2790-1467-11f0-94c5-01236d0e69c4 | DIC Mezzanine Block1_Z2-Rejil Kumar_Lights-Z2-Rejil Kumar | Lights | DIC/Main | DIC/Main/Mezzanine Floor | Z2-Rejil Kumar
3a3eda30-1467-11f0-94c5-01236d0e69c4 | DIC Mezzanine Block1_Z2-Reception_Lights-Z2-Reception | Lights | DIC/Main | DIC/Main/Mezzanine Floor | Z2-Reception
3a0309b0-1467-11f0-94c5-01236d0e69c4 | DIC Mezzanine Block1_Z1-Breakout Area_Lights-Z1-Breakout Area | Lights | DIC/Main | DIC/Main/Mezzanine Floor | Z1-Breakout Area
39cb7880-cbe5-11ef-94c5-01236d0e69c4 | DIC Mezzanine Block 4&5_Z6-Male Toilet_Lights-Z6-Male Toilet CL | Lights | DIC/Main | DIC/Main/Mezzanine Floor | Z6-Male Toilet
39c45300-1467-11f0-94c5-01236d0e69c4 | DIC Mezzanine Block1_Z1-Steve Mckenzie_Lights-Z1-Steve Mckenzie | Lights | DIC/Main | DIC/Main/Mezzanine Floor | Z1-Steve Mckenzie
39a7ca50-1467-11f0-94c5-01236d0e69c4 | DIC Mezzanine Block1_Z1-Nathan Hanns_Lights-Z1-Nathan Hanns | Lights | DIC/Main | DIC/Main/Mezzanine Floor | Z1-Nathan Hanns
39687760-1467-11f0-94c5-01236d0e69c4 | DIC Mezzanine Block1_Z1-Board Room_Lights-Z1-Board Room | Lights | DIC/Main | DIC/Main/Mezzanine Floor | Z1-Board Room
3950f7c0-1467-11f0-94c5-01236d0e69c4 | DIC Mezzanine Block1_Z1-Robert Mcdonnell_Lights-Z1-Robert Mcdonnell | Lights | DIC/Main | DIC/Main/Mezzanine Floor | Z1-Robert Mcdonnell
39324c30-1467-11f0-94c5-01236d0e69c4 | DIC Mezzanine Block1_Z1-Ian Mcleod_Lights-Z1-Ian Mcleod | Lights | DIC/Main | DIC/Main/Mezzanine Floor | Z1-Ian Mcleod
390548c0-1467-11f0-94c5-01236d0e69c4 | DIC Mezzanine Block1_Z1-Paul Yates_Lights-Z1-Paul Yates | Lights | DIC/Main | DIC/Main/Mezzanine Floor | Z1-Paul Yates
309c41a0-cbe9-11ef-94c5-01236d0e69c4 | DIC Mezzanine Block 4&5_Z5-Procurement Office 2_Lights-Z5-Procurement Office 2 TL | Lights | DIC/Main | DIC/Main/Mezzanine Floor | Z5-Procurement Office 2
30990d50-cbe9-11ef-94c5-01236d0e69c4 | DIC Mezzanine Block 4&5_Z5-Procurement Office 2_Lights-Z5-Procurement Office 2 CL | Lights | DIC/Main | DIC/Main/Mezzanine Floor | Z5-Procurement Office 2
3082ed40-cbe9-11ef-94c5-01236d0e69c4 | DIC Mezzanine Block 4&5_Z5-Procurement Office 1_Lights-Z5-Procurement Office 1 TL | Lights | DIC/Main | DIC/Main/Mezzanine Floor | Z5-Procurement Office 1
3079c580-cbe9-11ef-94c5-01236d0e69c4 | DIC Mezzanine Block 4&5_Z5-Procurement Office 1_Lights-Z5-Procurement Office 1 CL | Lights | DIC/Main | DIC/Main/Mezzanine Floor | Z5-Procurement Office 1
2f4caa20-0563-11f0-94c5-01236d0e69c4 | DIC Mezzanine Block1_Z2-Conference Room_Lights-Z2-Conference Room-TL | Lights | DIC/Main | DIC/Main/Mezzanine Floor | Z2-Conference Room
2e476f20-0563-11f0-94c5-01236d0e69c4 | DIC Mezzanine Block1_Z2-Conference Room_Lights-Z2-Conference Room-LED | Lights | DIC/Main | DIC/Main/Mezzanine Floor | Z2-Conference Room
2be03320-0563-11f0-94c5-01236d0e69c4 | DIC Mezzanine Block1_Z2-Conference Room_Lights-Z2-Conference Room | Lights | DIC/Main | DIC/Main/Mezzanine Floor | Z2-Conference Room
2a0366b0-cbe5-11ef-94c5-01236d0e69c4 | DIC Mezzanine Block 4&5_Z6-Female Toilet_Lights-Z6-Female Toilet CL | Lights | DIC/Main | DIC/Main/Mezzanine Floor | Z6-Female Toilet
2648a8a0-cbe5-11ef-94c5-01236d0e69c4 | DIC Mezzanine Block 4&5_Z6-Meeting Room 2_Lights-Z6-Meeting Room 2 | Lights | DIC/Main | DIC/Main/Mezzanine Floor | Z6-Meeting Room 2
2641f1e0-cbe5-11ef-94c5-01236d0e69c4 | DIC Mezzanine Block 4&5_Z6-Meeting Room 1_Lights-Z6-Meeting Room 1 | Lights | DIC/Main | DIC/Main/Mezzanine Floor | Z6-Meeting Room 1
25a48d80-cbf2-11ef-94c5-01236d0e69c4 | DIC Mezzanine Block 4&5_Z5-Work Shop_Lights-Z5-Work Shop CL2 | Lights | DIC/Main | DIC/Main/Mezzanine Floor | Z5-Work Shop
25934f70-cbf2-11ef-94c5-01236d0e69c4 | DIC Mezzanine Block 4&5_Z5-Work Shop_Lights-Z5-Work Shop CL1 | Lights | DIC/Main | DIC/Main/Mezzanine Floor | Z5-Work Shop
22c96820-c27d-11ef-94c5-01236d0e69c4 | GF-A1 | Lights | DIC/Labour Welfare Area | DIC/Labour Welfare Area/GroundFloor | LABOUR WELFARE AREA - GROUND FLOOR (ALEC DIC YARD)
22ae6610-c27d-11ef-94c5-01236d0e69c4 | GF-A2 | Lights | DIC/Labour Welfare Area | DIC/Labour Welfare Area/GroundFloor | LABOUR WELFARE AREA - GROUND FLOOR (ALEC DIC YARD)
22a199c0-139b-11f0-94c5-01236d0e69c4 | DIC Mezzanine Block1_Z1-Board Room_Lights-Z1-Board Room Wall LED | Lights | DIC/Main | DIC/Main/Mezzanine Floor | Z1-Board Room
22777790-c27d-11ef-94c5-01236d0e69c4 | GF-A4 | Lights | DIC/Labour Welfare Area | DIC/Labour Welfare Area/GroundFloor | LABOUR WELFARE AREA - GROUND FLOOR (ALEC DIC YARD)
221c3830-c27d-11ef-94c5-01236d0e69c4 | GF-WASH | Lights | DIC/Labour Welfare Area | DIC/Labour Welfare Area/GroundFloor | LABOUR WELFARE AREA - GROUND FLOOR (ALEC DIC YARD)
21c565a0-c27d-11ef-94c5-01236d0e69c4 | GF-OUTDOOR | Lights | DIC/Labour Welfare Area | DIC/Labour Welfare Area/GroundFloor | LABOUR WELFARE AREA - GROUND FLOOR (ALEC DIC YARD)
2171ee70-c27d-11ef-94c5-01236d0e69c4 | FF-A1 | Lights | DIC/Labour Welfare Area | DIC/Labour Welfare Area/First Floor | LABOUR WELFARE AREA - FIRST FLOOR (ALEC DIC YARD)
214734f0-c27d-11ef-94c5-01236d0e69c4 | FF-A2 | Lights | DIC/Labour Welfare Area | DIC/Labour Welfare Area/First Floor | LABOUR WELFARE AREA - FIRST FLOOR (ALEC DIC YARD)
21210f50-c27d-11ef-94c5-01236d0e69c4 | FF-A4 | Lights | DIC/Labour Welfare Area | DIC/Labour Welfare Area/First Floor | LABOUR WELFARE AREA - FIRST FLOOR (ALEC DIC YARD)
20f4cf30-c27d-11ef-94c5-01236d0e69c4 | FF-WASH | Lights | DIC/Labour Welfare Area | DIC/Labour Welfare Area/First Floor | LABOUR WELFARE AREA - FIRST FLOOR (ALEC DIC YARD)
20cfbb00-c27d-11ef-94c5-01236d0e69c4 | FF-OUTDOOR | Lights | DIC/Labour Welfare Area | DIC/Labour Welfare Area/First Floor | LABOUR WELFARE AREA - FIRST FLOOR (ALEC DIC YARD)
1fcb9170-c27d-11ef-94c5-01236d0e69c4 | SW116 | Lights | DIC/Main | DIC/Main/Ground Floor | GROUND FLOOR (ALEC DIC YARD) - Female Washroom
1f7c6000-c27d-11ef-94c5-01236d0e69c4 | SW115 | Lights | DIC/Main | DIC/Main/Ground Floor | GROUND FLOOR (ALEC DIC YARD) - Male Washroom
1e5963d0-c27d-11ef-94c5-01236d0e69c4 | SW112 2 | Lights | DIC/Main | DIC/Main/Ground Floor | GROUND FLOOR (ALEC DIC YARD) - Area 6
1da33430-c9c5-11ef-94c5-01236d0e69c4 | DIC Mezzanine Block 4&5_Corridor_Lights-Z6-Corridor CL | Lights | DIC/Main | DIC/Main/Mezzanine Floor | Corridor
1d999640-c27d-11ef-94c5-01236d0e69c4 | SW112 1 | Lights | DIC/Main | DIC/Main/Ground Floor | GROUND FLOOR (ALEC DIC YARD) - Area 6
1bba27e0-c27d-11ef-94c5-01236d0e69c4 | SW111 2 | Lights | DIC/Main | DIC/Main/Ground Floor | GROUND FLOOR (ALEC DIC YARD) - Area 5
1b5b3f00-c27d-11ef-94c5-01236d0e69c4 | SW111 1 | Lights | DIC/Main | DIC/Main/Ground Floor | GROUND FLOOR (ALEC DIC YARD) - Area 5
1b01ad50-c27d-11ef-94c5-01236d0e69c4 | SW114 2 | Lights | DIC/Main | DIC/Main/Ground Floor | GROUND FLOOR (ALEC DIC YARD) - Area 3
1a547d60-c27d-11ef-94c5-01236d0e69c4 | SW114 1 | Lights | DIC/Main | DIC/Main/Ground Floor | GROUND FLOOR (ALEC DIC YARD) - Area 2
199cc621-c27d-11ef-94c5-01236d0e69c4 | SW113 2 | Lights | DIC/Main | DIC/Main/Ground Floor | GROUND FLOOR (ALEC DIC YARD) - Area 1
19392250-c27d-11ef-94c5-01236d0e69c4 | SW113 1 | Lights | DIC/Main | DIC/Main/Ground Floor | GROUND FLOOR (ALEC DIC YARD) - Area 1
14463490-daf6-11ef-94c5-01236d0e69c4 | DIC Mezzanine Block 2_Z4-Breakout Space_Lights-Z4-Breakout Space CL1 | Lights | DIC/Main | DIC/Main/Mezzanine Floor | Z4-Breakout Space
142a1b50-cbf3-11ef-94c5-01236d0e69c4 | DIC Mezzanine Block 4&5_Z6-Printing Station_Lights-Z6-Printing Station | Lights | DIC/Main | DIC/Main/Mezzanine Floor | Z6-Printing Station
137f3b10-daf6-11ef-94c5-01236d0e69c4 | DIC Mezzanine Block 2_Z3-Office 8_Lights-Z3-Office 8 CL | Lights | DIC/Main | DIC/Main/Mezzanine Floor | Z3-Office 8
12112c20-daf6-11ef-94c5-01236d0e69c4 | DIC Mezzanine Block 2_Z2-John Clark_Lights-Z2-John Clark L1 | Lights | DIC/Main | DIC/Main/Mezzanine Floor | Z2-John Clark
0ab0bea0-daf6-11ef-94c5-01236d0e69c4 | DIC Mezzanine Block 2_Z4-Female Prayer Room_Lights-Z4-Female Prayer Room | Lights | DIC/Main | DIC/Main/Mezzanine Floor | Z4-Female Prayer Room
0a9b3ad0-daf6-11ef-94c5-01236d0e69c4 | DIC Mezzanine Block 2_Z4-Female Toilet_Lights-Z4-Female Toilet | Lights | DIC/Main | DIC/Main/Mezzanine Floor | Z4-Female Toilet
0a84cca0-daf6-11ef-94c5-01236d0e69c4 | DIC Mezzanine Block 2_Z4-Male Toilet_Lights-Z4-Male Toilet | Lights | DIC/Main | DIC/Main/Mezzanine Floor | Z4-Male Toilet
0a716bb0-daf6-11ef-94c5-01236d0e69c4 | DIC Mezzanine Block 2_Z4-BIM Manager 02_Lights-Z4-BIM Manager 02 TL | Lights | DIC/Main | DIC/Main/Mezzanine Floor | Z4-BIM Manager 02
0a5de3b0-daf6-11ef-94c5-01236d0e69c4 | DIC Mezzanine Block 2_Z4-BIM Manager 02_Lights-Z4-BIM Manager 02 CL | Lights | DIC/Main | DIC/Main/Mezzanine Floor | Z4-BIM Manager 02
0a4ad0e0-daf6-11ef-94c5-01236d0e69c4 | DIC Mezzanine Block 2_Z4-BIM Manager 01_Lights-Z4-BIM Manager 01 TL | Lights | DIC/Main | DIC/Main/Mezzanine Floor | Z4-BIM Manager 01
0a379700-daf6-11ef-94c5-01236d0e69c4 | DIC Mezzanine Block 2_Z4-BIM Manager 01_Lights-Z4-BIM Manager 01 CL | Lights | DIC/Main | DIC/Main/Mezzanine Floor | Z4-BIM Manager 01
0a22fd90-daf6-11ef-94c5-01236d0e69c4 | DIC Mezzanine Block 2_Z4-Corridor_Lights-Z4-Corridor CL3 | Lights | DIC/Main | DIC/Main/Mezzanine Floor | Z4-Corridor
0a11bf80-daf6-11ef-94c5-01236d0e69c4 | DIC Mezzanine Block 2_Z4-Corridor_Lights-Z4-Corridor CL2 | Lights | DIC/Main | DIC/Main/Mezzanine Floor | Z4-Corridor
0a00a880-daf6-11ef-94c5-01236d0e69c4 | DIC Mezzanine Block 2_Z4-Corridor_Lights-Z4-Corridor CL1 | Lights | DIC/Main | DIC/Main/Mezzanine Floor | Z4-Corridor
09ede3d0-daf6-11ef-94c5-01236d0e69c4 | DIC Mezzanine Block 2_Z4-Eng Work Station 02_Lights-Z4-Eng Work Station 02 CL2 | Lights | DIC/Main | DIC/Main/Mezzanine Floor | Z4-Eng Work Station 02
09db6d40-daf6-11ef-94c5-01236d0e69c4 | DIC Mezzanine Block 2_Z4-Eng Work Station 02_Lights-Z4-Eng Work Station 02 CL1 | Lights | DIC/Main | DIC/Main/Mezzanine Floor | Z4-Eng Work Station 02
09c489e0-daf6-11ef-94c5-01236d0e69c4 | DIC Mezzanine Block 2_Z4-Eng Work Station 01_Lights-Z4-Eng Work Station 01 CL3 | Lights | DIC/Main | DIC/Main/Mezzanine Floor | Z4-Eng Work Station 01
09ae90e0-daf6-11ef-94c5-01236d0e69c4 | DIC Mezzanine Block 2_Z4-Eng Work Station 01_Lights-Z4-Eng Work Station 01 CL2 | Lights | DIC/Main | DIC/Main/Mezzanine Floor | Z4-Eng Work Station 01
099def10-daf6-11ef-94c5-01236d0e69c4 | DIC Mezzanine Block 2_Z4-Eng Work Station 01_Lights-Z4-Eng Work Station 01 CL1 | Lights | DIC/Main | DIC/Main/Mezzanine Floor | Z4-Eng Work Station 01
098ab530-daf6-11ef-94c5-01236d0e69c4 | DIC Mezzanine Block 2_Z4-Breakout Space_Lights-Z4-Breakout Space CL3 | Lights | DIC/Main | DIC/Main/Mezzanine Floor | Z4-Breakout Space
09792900-daf6-11ef-94c5-01236d0e69c4 | DIC Mezzanine Block 2_Z4-Breakout Space_Lights-Z4-Breakout Space CL2 | Lights | DIC/Main | DIC/Main/Mezzanine Floor | Z4-Breakout Space
0965a2a0-cbf0-11ef-94c5-01236d0e69c4 | DIC Mezzanine Block 4&5_Corridor_Lights-Z6-Corridor L | Lights | DIC/Main | DIC/Main/Mezzanine Floor | Corridor
0952b540-daf6-11ef-94c5-01236d0e69c4 | DIC Mezzanine Block 2_Z3-Eng Desks_Lights-Z3-Eng Desks CL | Lights | DIC/Main | DIC/Main/Mezzanine Floor | Z3-Eng Desks
093a7250-daf6-11ef-94c5-01236d0e69c4 | DIC Mezzanine Block 2_Z3-Corridor_Lights-Z3-Corridor CL2 | Lights | DIC/Main | DIC/Main/Mezzanine Floor | Z3-Corridor
092563b0-daf6-11ef-94c5-01236d0e69c4 | DIC Mezzanine Block 2_Z3-Corridor_Lights-Z3-Corridor CL1 | Lights | DIC/Main | DIC/Main/Mezzanine Floor | Z3-Corridor
0913fe90-daf6-11ef-94c5-01236d0e69c4 | DIC Mezzanine Block 2_Z3-Open Work Station_Lights-Z3-Open Work Station TL | Lights | DIC/Main | DIC/Main/Mezzanine Floor | Z3-Open Work Station
09007690-daf6-11ef-94c5-01236d0e69c4 | DIC Mezzanine Block 2_Z3-Open Work Station_Lights-Z3-Open Work Station CL | Lights | DIC/Main | DIC/Main/Mezzanine Floor | Z3-Open Work Station
08ed3cb0-daf6-11ef-94c5-01236d0e69c4 | DIC Mezzanine Block 2_Z3-Govind_Lights-Z3-Govind TL | Lights | DIC/Main | DIC/Main/Mezzanine Floor | Z3-Govind
08dac620-daf6-11ef-94c5-01236d0e69c4 | DIC Mezzanine Block 2_Z3-Govind_Lights-Z3-Govind CL | Lights | DIC/Main | DIC/Main/Mezzanine Floor | Z3-Govind
08c47f00-daf6-11ef-94c5-01236d0e69c4 | DIC Mezzanine Block 2_Z3-Eng Work Station 03_Lights-Z3-Eng Work Station 03 TL | Lights | DIC/Main | DIC/Main/Mezzanine Floor | Z3-Eng Work Station 03
08b1e160-daf6-11ef-94c5-01236d0e69c4 | DIC Mezzanine Block 2_Z3-Eng Work Station 03_Lights-Z3-Eng Work Station 03 CL | Lights | DIC/Main | DIC/Main/Mezzanine Floor | Z3-Eng Work Station 03
089e5960-daf6-11ef-94c5-01236d0e69c4 | DIC Mezzanine Block 2_Z3-Office 8_Lights-Z3-Office 8 TL | Lights | DIC/Main | DIC/Main/Mezzanine Floor | Z3-Office 8
08754d90-daf6-11ef-94c5-01236d0e69c4 | DIC Mezzanine Block 2_Z3-Kirubakaran_Lights-Z3-Kirubakaran TL | Lights | DIC/Main | DIC/Main/Mezzanine Floor | Z3-Kirubakaran
086261d0-daf6-11ef-94c5-01236d0e69c4 | DIC Mezzanine Block 2_Z3-Kirubakaran_Lights-Z3-Kirubakaran CL | Lights | DIC/Main | DIC/Main/Mezzanine Floor | Z3-Kirubakaran
07db5690-25ec-11f0-94c5-01236d0e69c4 | DIC Mezzanine Block 2_Z3-Eng Desks_Lights-Z3-Eng Desks TL-5 | Lights | DIC/Main | DIC/Main/Mezzanine Floor | Z3-Eng Desks
07466990-25ec-11f0-94c5-01236d0e69c4 | DIC Mezzanine Block 2_Z3-Eng Desks_Lights-Z3-Eng Desks TL-3 | Lights | DIC/Main | DIC/Main/Mezzanine Floor | Z3-Eng Desks
035225e0-daf6-11ef-94c5-01236d0e69c4 | DIC Mezzanine Block 2_Z2-Eng.Work Station_Lights-Z2-Eng.Work Station L2 | Lights | DIC/Main | DIC/Main/Mezzanine Floor | Z2-Eng.Work Station
033dda90-daf6-11ef-94c5-01236d0e69c4 | DIC Mezzanine Block 2_Z2-Eng.Work Station_Lights-Z2-Eng.Work Station L1 | Lights | DIC/Main | DIC/Main/Mezzanine Floor | Z2-Eng.Work Station
032bb220-daf6-11ef-94c5-01236d0e69c4 | DIC Mezzanine Block 2_Z2-Office 5_Lights-Z2-Office 5 L2 | Lights | DIC/Main | DIC/Main/Mezzanine Floor | Z2-Office 5
0319d7d0-daf6-11ef-94c5-01236d0e69c4 | DIC Mezzanine Block 2_Z2-Office 5_Lights-Z2-Office 5 L1 | Lights | DIC/Main | DIC/Main/Mezzanine Floor | Z2-Office 5
02e58160-daf6-11ef-94c5-01236d0e69c4 | DIC Mezzanine Block 2_Z2-Office 7_Lights-Z2-Office 7 L2 | Lights | DIC/Main | DIC/Main/Mezzanine Floor | Z2-Office 7
02d49170-daf6-11ef-94c5-01236d0e69c4 | DIC Mezzanine Block 2_Z2-Office 7_Lights-Z2-Office 7 L1 | Lights | DIC/Main | DIC/Main/Mezzanine Floor | Z2-Office 7
02c30540-daf6-11ef-94c5-01236d0e69c4 | DIC Mezzanine Block 2_Z2-FMD ALEC Lite_Lights-Z2-FMD ALEC Lite L2 | Lights | DIC/Main | DIC/Main/Mezzanine Floor | Z2-FMD ALEC Lite
02adf6a0-daf6-11ef-94c5-01236d0e69c4 | DIC Mezzanine Block 2_Z2-FMD ALEC Lite_Lights-Z2-FMD ALEC Lite L1 | Lights | DIC/Main | DIC/Main/Mezzanine Floor | Z2-FMD ALEC Lite
029abcc0-daf6-11ef-94c5-01236d0e69c4 | DIC Mezzanine Block 2_Z2-John Clark_Lights-Z2-John Clark L2 | Lights | DIC/Main | DIC/Main/Mezzanine Floor | Z2-John Clark
02884630-daf6-11ef-94c5-01236d0e69c4 | DIC Mezzanine Block 2_Z2-Sivaramakrishnan_Lights-Z2-Sivaramakrishnan L2 | Lights | DIC/Main | DIC/Main/Mezzanine Floor | Z2-Sivaramakrishnan
02644370-daf6-11ef-94c5-01236d0e69c4 | DIC Mezzanine Block 2_Z2-Sivaramakrishnan_Lights-Z2-Sivaramakrishnan L1 | Lights | DIC/Main | DIC/Main/Mezzanine Floor | Z2-Sivaramakrishnan
02501f30-daf6-11ef-94c5-01236d0e69c4 | DIC Mezzanine Block 2_Z2-ALEC Lite Commercial_Lights-Z2-ALEC Lite Commercial L2 | Lights | DIC/Main | DIC/Main/Mezzanine Floor | Z2-ALEC Lite Commercial
023ce550-daf6-11ef-94c5-01236d0e69c4 | DIC Mezzanine Block 2_Z2-ALEC Lite Commercial_Lights-Z2-ALEC Lite Commercial L1 | Lights | DIC/Main | DIC/Main/Mezzanine Floor | Z2-ALEC Lite Commercial
0227fdc0-daf6-11ef-94c5-01236d0e69c4 | DIC Mezzanine Block 2_Z2-Corridor_Lights-Z2-Corridor L2 | Lights | DIC/Main | DIC/Main/Mezzanine Floor | Z2-Corridor
021475c0-daf6-11ef-94c5-01236d0e69c4 | DIC Mezzanine Block 2_Z2-Corridor_Lights-Z2-Corridor L1 | Lights | DIC/Main | DIC/Main/Mezzanine Floor | Z2-Corridor
0201b110-daf6-11ef-94c5-01236d0e69c4 | DIC Mezzanine Block 2_Z2-Mothers Room_Lights-Z2-Mothers Room | Lights | DIC/Main | DIC/Main/Mezzanine Floor | Z2-Mothers Room
01eeec60-daf6-11ef-94c5-01236d0e69c4 | DIC Mezzanine Block 2_Z2-Male Toilet_Lights-Z2-Male Toilet | Lights | DIC/Main | DIC/Main/Mezzanine Floor | Z2-Male Toilet
01e9c840-5e48-11f0-a54f-c718692b063f | Block 3 PMV Block_Reception_Lights-Reception TL | Lights | DIC/Main | DIC/Main/Ground Floor | Reception
01ddae50-daf6-11ef-94c5-01236d0e69c4 | DIC Mezzanine Block 2_Z2-Female Toilet_Lights-Z2-Female Toilet | Lights | DIC/Main | DIC/Main/Mezzanine Floor | Z2-Female Toilet
005bf050-daf6-11ef-94c5-01236d0e69c4 | DIC Mezzanine Block 2_Z1-Commercial ALT_Lights-Z1-Commercial ALT | Lights | DIC/Main | DIC/Main/Mezzanine Floor | Z1-Commercial ALT
00488f60-daf6-11ef-94c5-01236d0e69c4 | DIC Mezzanine Block 2_Z1-Office 2_Lights-Z1-Office 2 L2 | Lights | DIC/Main | DIC/Main/Mezzanine Floor | Z1-Office 2
003184f0-daf6-11ef-94c5-01236d0e69c4 | DIC Mezzanine Block 2_Z1-Office 2_Lights-Z1-Office 2 L1 | Lights | DIC/Main | DIC/Main/Mezzanine Floor | Z1-Office 2
001d60b0-daf6-11ef-94c5-01236d0e69c4 | DIC Mezzanine Block 2_Z1-Office 3_Lights-Z1-Office 3 L2 | Lights | DIC/Main | DIC/Main/Mezzanine Floor | Z1-Office 3
000803f0-daf6-11ef-94c5-01236d0e69c4 | DIC Mezzanine Block 2_Z1-Office 3_Lights-Z1-Office 3 L1 | Lights | DIC/Main | DIC/Main/Mezzanine Floor | Z1-Office 3
ff2861e0-0b93-11f0-94c5-01236d0e69c4 | DIC Yard Block 5-GF_Printer and Pantry Area_HVAC-Printer and Pantry Area | HVAC | DIC/Main | DIC/Main/Ground Floor | Printer and Pantry Area
fe5990a0-daf5-11ef-94c5-01236d0e69c4 | DIC Mezzanine Block 2_Z1-Pantry_HVAC-Z1-Pantry | HVAC | DIC/Main | DIC/Main/Mezzanine Floor | Z1-Pantry
fe32a7b0-daf5-11ef-94c5-01236d0e69c4 | DIC Mezzanine Block 2_Z1-Office 2_HVAC-Z1-Office 2 | HVAC | DIC/Main | DIC/Main/Mezzanine Floor | Z1-Office 2
fe214290-daf5-11ef-94c5-01236d0e69c4 | DIC Mezzanine Block 2_Z1-Office 3_HVAC-Z1-Office 3 | HVAC | DIC/Main | DIC/Main/Mezzanine Floor | Z1-Office 3
fe0e08b0-daf5-11ef-94c5-01236d0e69c4 | DIC Mezzanine Block 2_Z1-Office 4_HVAC-Z1-Office 4 | HVAC | DIC/Main | DIC/Main/Mezzanine Floor | Z1-Office 4
fd9a8660-daf5-11ef-94c5-01236d0e69c4 | DIC Mezzanine Block 2_Z1-Commercial ALT_HVAC-Z1-Commercial ALT | HVAC | DIC/Main | DIC/Main/Mezzanine Floor | Z1-Commercial ALT
e7c48520-dece-11ef-94c5-01236d0e69c4 | DIC Mezzanine Block 2_Z1-Melvin Office_HVAC-Z1-Melvin Office | HVAC | DIC/Main | DIC/Main/Mezzanine Floor | Z1-Melvin Office
e3c21340-c1d0-11ef-94c5-01236d0e69c4 | White Space_Melvin's Office_HVAC-Melvin's Office | HVAC | DIC/Whitespace | DIC/Whitespace/First Floor | Melvin's Office
e365c270-c1d0-11ef-94c5-01236d0e69c4 | White Space_Office 01_HVAC-Office 01 | HVAC | DIC/Whitespace | DIC/Whitespace/GroundFloor | Office 01
e34a9950-c1d0-11ef-94c5-01236d0e69c4 | White Space_Electrical Room_HVAC-Electrical Room | HVAC | DIC/Whitespace | DIC/Whitespace/GroundFloor | Electrical Room
e3454220-c1d0-11ef-94c5-01236d0e69c4 | White Space_Office 02_HVAC-Office 02 | HVAC | DIC/Whitespace | DIC/Whitespace/GroundFloor | Office 02
e33fc3e0-c1d0-11ef-94c5-01236d0e69c4 | White Space_White Space 03_HVAC-White Space 03 | HVAC | DIC/Whitespace | DIC/Whitespace/GroundFloor | White Space 03
e33c6880-c1d0-11ef-94c5-01236d0e69c4 | White Space_White Space 02_HVAC-White Space 02 | HVAC | DIC/Whitespace | DIC/Whitespace/GroundFloor | White Space 02
e336ea40-c1d0-11ef-94c5-01236d0e69c4 | White Space_White Space 01_HVAC-White Space 01 | HVAC | DIC/Whitespace | DIC/Whitespace/GroundFloor | White Space 01
cec9b3d0-62c5-11f0-a54f-c718692b063f | Block 3 PMV Block_Men's Toilet_HVAC-Men's Toilet | HVAC | DIC/Main | DIC/Main/Ground Floor | Men's Toilet
ca6a6fc0-c732-11ef-94c5-01236d0e69c4 | DIC Mezzanine Block 4&5_Z7-Male Toilet_HVAC-Z7-Male Toilet | HVAC | DIC/Main | DIC/Main/Mezzanine Floor | Z7-Male Toilet
c58f1e60-c6a1-11ef-94c5-01236d0e69c4 | DIC Mezzanine Block 4&5_Z7-Meeting Room_HVAC-Z7-Meeting Room | HVAC | DIC/Main | DIC/Main/Mezzanine Floor | Z7-Meeting Room
b590b9f0-dec1-11ef-94c5-01236d0e69c4 | DIC Mezzanine Block 2_Z2-Office 6_HVAC-Z2-Office 6 | HVAC | DIC/Main | DIC/Main/Mezzanine Floor | Z2-Office 6
b50e4380-dec1-11ef-94c5-01236d0e69c4 | DIC Mezzanine Block 2_Z1-Office 1_HVAC-Z1-Office 1 | HVAC | DIC/Main | DIC/Main/Mezzanine Floor | Z1-Office 1
b3c410a0-c6a1-11ef-94c5-01236d0e69c4 | DIC Mezzanine Block 4&5_Z5-Work Shop_HVAC-Z5-Work Shop 3 | HVAC | DIC/Main | DIC/Main/Mezzanine Floor | Z5-Work Shop
b38e70b0-0bb8-11f0-94c5-01236d0e69c4 | DIC Yard Block 5-GF_Office-2_HVAC-Office-2 | HVAC | DIC/Main | DIC/Main/Ground Floor | Office-2
b28af460-c6a1-11ef-94c5-01236d0e69c4 | DIC Mezzanine Block 4&5_Z6-Reception_HVAC-Z6-Reception | HVAC | DIC/Main | DIC/Main/Mezzanine Floor | Z6-Reception
b207e1b0-c6a1-11ef-94c5-01236d0e69c4 | DIC Mezzanine Block 4&5_Z5-Work Shop_HVAC-Z5-Work Shop 2 | HVAC | DIC/Main | DIC/Main/Mezzanine Floor | Z5-Work Shop
b1dd0120-c6a1-11ef-94c5-01236d0e69c4 | DIC Mezzanine Block 4&5_Z5-Work Shop_HVAC-Z5-Work Shop 1 | HVAC | DIC/Main | DIC/Main/Mezzanine Floor | Z5-Work Shop
ae4d4ab0-c6a1-11ef-94c5-01236d0e69c4 | DIC Mezzanine Block 4&5_Z5-Niall Clark_HVAC-Z5-Niall Clark | HVAC | DIC/Main | DIC/Main/Mezzanine Floor | Z5-Niall Clark
ae45a990-c6a1-11ef-94c5-01236d0e69c4 | DIC Mezzanine Block 4&5_Z5-Muayyad_HVAC-Z5-Muayyad | HVAC | DIC/Main | DIC/Main/Mezzanine Floor | Z5-Muayyad
a54d6560-df08-11ef-94c5-01236d0e69c4 | White Space_Mezzanine Pantry_HVAC-Mezzanine Pantry | HVAC | DIC/Whitespace | DIC/Whitespace/First Floor | Mezzanine Pantry
8f358c20-1073-11f0-94c5-01236d0e69c4 | Block 3 PMV Block_Reception_HVAC-Reception | HVAC | DIC/Main | DIC/Main/Ground Floor | Reception
8f1707a0-1073-11f0-94c5-01236d0e69c4 | Block 3 PMV Block_Work Station_HVAC-Work Station | HVAC | DIC/Main | DIC/Main/Ground Floor | Work Station
8ef88320-1073-11f0-94c5-01236d0e69c4 | Block 3 PMV Block_Corridor_HVAC-Corridor | HVAC | DIC/Main | DIC/Main/Ground Floor | Corridor
8ee01920-1073-11f0-94c5-01236d0e69c4 | Block 3 PMV Block_Design & Control room_HVAC-Design & Control room | HVAC | DIC/Main | DIC/Main/Ground Floor | Design & Control room
8eb845d0-1073-11f0-94c5-01236d0e69c4 | Block 3 PMV Block_Office 6_HVAC-Office 6 | HVAC | DIC/Main | DIC/Main/Ground Floor | Office 6
8e9c5960-1073-11f0-94c5-01236d0e69c4 | Block 3 PMV Block_Office 5_HVAC-Office 5 | HVAC | DIC/Main | DIC/Main/Ground Floor | Office 5
8e7dfbf0-1073-11f0-94c5-01236d0e69c4 | Block 3 PMV Block_Office 4_HVAC-Office 4 | HVAC | DIC/Main | DIC/Main/Ground Floor | Office 4
8e5f5060-1073-11f0-94c5-01236d0e69c4 | Block 3 PMV Block_Office 3_HVAC-Office 3 | HVAC | DIC/Main | DIC/Main/Ground Floor | Office 3
8e40f2f0-1073-11f0-94c5-01236d0e69c4 | Block 3 PMV Block_Office 2_HVAC-Office 2 | HVAC | DIC/Main | DIC/Main/Ground Floor | Office 2
8e272960-1073-11f0-94c5-01236d0e69c4 | Block 3 PMV Block_Office 1_HVAC-Office 1 | HVAC | DIC/Main | DIC/Main/Ground Floor | Office 1
8e048630-1073-11f0-94c5-01236d0e69c4 | Block 3 PMV Block_Conference Room_HVAC-Conference Room | HVAC | DIC/Main | DIC/Main/Ground Floor | Conference Room
8669c250-62c6-11f0-a54f-c718692b063f | Block 3 PMV Block_Women's Toilet_HVAC-Women's Toilet | HVAC | DIC/Main | DIC/Main/Ground Floor | Women's Toilet
85aba180-0547-11f0-94c5-01236d0e69c4 | DIC Mezzanine Block1_Z2-Female Toilet_HVAC-Z2-Female Toilet | HVAC | DIC/Main | DIC/Main/Mezzanine Floor | Z2-Female Toilet
85aade30-0547-11f0-94c5-01236d0e69c4 | DIC Mezzanine Block1_Z2-Male Toilet_HVAC-Z2-Male Toilet | HVAC | DIC/Main | DIC/Main/Mezzanine Floor | Z2-Male Toilet
8595f6a0-0547-11f0-94c5-01236d0e69c4 | DIC Mezzanine Block1_Z1-Store-1_HVAC-Z1-Store-1 | HVAC | DIC/Main | DIC/Main/Mezzanine Floor | Z1-Store-1
8594be20-0547-11f0-94c5-01236d0e69c4 | DIC Mezzanine Block1_Z1-Executive Toilet_HVAC-Z1-Executive Toilet | HVAC | DIC/Main | DIC/Main/Mezzanine Floor | Z1-Executive Toilet
85947000-0547-11f0-94c5-01236d0e69c4 | DIC Mezzanine Block1_Z2-Store-2_HVAC-Z2-Store-2 | HVAC | DIC/Main | DIC/Main/Mezzanine Floor | Z2-Store-2
858e2e70-0547-11f0-94c5-01236d0e69c4 | DIC Mezzanine Block1_Z2-Coffee Point_HVAC-Z2-Coffee Point | HVAC | DIC/Main | DIC/Main/Mezzanine Floor | Z2-Coffee Point
842cc9b1-0547-11f0-94c5-01236d0e69c4 | DIC Mezzanine Block1_Z2-Muthu Kumar_HVAC-Z2-Muthu Kumar | HVAC | DIC/Main | DIC/Main/Mezzanine Floor | Z2-Muthu Kumar
842cc9b0-0547-11f0-94c5-01236d0e69c4 | DIC Mezzanine Block1_Z2-Corridor_HVAC-Z2-Corridor | HVAC | DIC/Main | DIC/Main/Mezzanine Floor | Z2-Corridor
84259dc0-0547-11f0-94c5-01236d0e69c4 | DIC Mezzanine Block1_Z2-Neil_HVAC-Z2-Neil | HVAC | DIC/Main | DIC/Main/Mezzanine Floor | Z2-Neil
841438a0-0547-11f0-94c5-01236d0e69c4 | DIC Mezzanine Block1_Z2-Reception_HVAC-Z2-Reception | HVAC | DIC/Main | DIC/Main/Mezzanine Floor | Z2-Reception
840eba60-0547-11f0-94c5-01236d0e69c4 | DIC Mezzanine Block1_Z2-Gerrie_HVAC-Z2-Gerrie | HVAC | DIC/Main | DIC/Main/Mezzanine Floor | Z2-Gerrie
840851c0-0547-11f0-94c5-01236d0e69c4 | DIC Mezzanine Block1_Z2-Rejil Kumar_HVAC-Z2-Rejil Kumar | HVAC | DIC/Main | DIC/Main/Mezzanine Floor | Z2-Rejil Kumar
8400d7b0-0547-11f0-94c5-01236d0e69c4 | DIC Mezzanine Block1_Z1-Breakout Area_HVAC-Z1-Breakout Area | HVAC | DIC/Main | DIC/Main/Mezzanine Floor | Z1-Breakout Area
83f0d220-0547-11f0-94c5-01236d0e69c4 | DIC Mezzanine Block1_Z1-Steve Mckenzie_HVAC-Z1-Steve Mckenzie | HVAC | DIC/Main | DIC/Main/Mezzanine Floor | Z1-Steve Mckenzie
83f08400-0547-11f0-94c5-01236d0e69c4 | DIC Mezzanine Block1_Z1-Nathan Hanns_HVAC-Z1-Nathan Hanns | HVAC | DIC/Main | DIC/Main/Mezzanine Floor | Z1-Nathan Hanns
83f05cf0-0547-11f0-94c5-01236d0e69c4 | DIC Mezzanine Block1_Z1-Ian Mcleod_HVAC-Z1-Ian Mcleod | HVAC | DIC/Main | DIC/Main/Mezzanine Floor | Z1-Ian Mcleod
83d13c30-0547-11f0-94c5-01236d0e69c4 | DIC Mezzanine Block1_Z1-Board Room_HVAC-Z1-Board Room | HVAC | DIC/Main | DIC/Main/Mezzanine Floor | Z1-Board Room
83c9c220-0547-11f0-94c5-01236d0e69c4 | DIC Mezzanine Block1_Z1-Robert Mcdonnell_HVAC-Z1-Robert Mcdonnell | HVAC | DIC/Main | DIC/Main/Mezzanine Floor | Z1-Robert Mcdonnell
83bace00-0547-11f0-94c5-01236d0e69c4 | DIC Mezzanine Block1_Z1-Paul Yates_HVAC-Z1-Paul Yates | HVAC | DIC/Main | DIC/Main/Mezzanine Floor | Z1-Paul Yates
6800c710-0b86-11f0-94c5-01236d0e69c4 | DIC Yard Block 5-GF_Male Toilet_HVAC-Male Toilet | HVAC | DIC/Main | DIC/Main/Ground Floor | Male Toilet
67e06dd0-0b86-11f0-94c5-01236d0e69c4 | DIC Yard Block 5-GF_Dressing Area_HVAC-Dressing Area | HVAC | DIC/Main | DIC/Main/Ground Floor | Dressing Area
66f91b10-0b86-11f0-94c5-01236d0e69c4 | DIC Yard Block 5-GF_Gym&Gaming Area_HVAC-Gym&Gaming Area | HVAC | DIC/Main | DIC/Main/Ground Floor | Gym&Gaming Area
66516960-0b86-11f0-94c5-01236d0e69c4 | DIC Yard Block 5-GF_Meeting Room_HVAC-Meeting Room | HVAC | DIC/Main | DIC/Main/Ground Floor | Meeting Room
66364040-0b86-11f0-94c5-01236d0e69c4 | DIC Yard Block 5-GF_ABS Office_HVAC-ABS Office | HVAC | DIC/Main | DIC/Main/Ground Floor | ABS Office
65ff2ab0-0b86-11f0-94c5-01236d0e69c4 | DIC Yard Block 5-GF_Work Shop_HVAC-Work Shop | HVAC | DIC/Main | DIC/Main/Ground Floor | Work Shop
65618b20-0b86-11f0-94c5-01236d0e69c4 | DIC Yard Block 5-GF_Clinic_HVAC-Clinic | HVAC | DIC/Main | DIC/Main/Ground Floor | Clinic
63443140-0563-11f0-94c5-01236d0e69c4 | DIC Mezzanine Block1_Z1-Bjorn Viedge_HVAC-Z1-Bjorn Viedge | HVAC | DIC/Main | DIC/Main/Mezzanine Floor | Z1-Bjorn Viedge
5c4988c0-cbef-11ef-94c5-01236d0e69c4 | DIC Mezzanine Block 4&5_Pantry_HVAC-Z5-Pantry | HVAC | DIC/Main | DIC/Main/Mezzanine Floor | Pantry
5024c9b0-65f0-11f0-a54f-c718692b063f | Block 3 PMV Block_Pantry_HVAC-Pantry | HVAC | DIC/Main | DIC/Main/Ground Floor | Pantry
4849bce0-c27c-11ef-94c5-01236d0e69c4 | FF-IDU-09 | HVAC | DIC/Labour Welfare Area | DIC/Labour Welfare Area/First Floor | LABOUR WELFARE AREA - FIRST FLOOR (ALEC DIC YARD)
47fde6d0-c27c-11ef-94c5-01236d0e69c4 | FF-IDU-08 | HVAC | DIC/Labour Welfare Area | DIC/Labour Welfare Area/First Floor | LABOUR WELFARE AREA - FIRST FLOOR (ALEC DIC YARD)
47a3b8e0-c27c-11ef-94c5-01236d0e69c4 | FF-IDU-02 | HVAC | DIC/Labour Welfare Area | DIC/Labour Welfare Area/First Floor | LABOUR WELFARE AREA - FIRST FLOOR (ALEC DIC YARD)
478cfc90-c27c-11ef-94c5-01236d0e69c4 | AC2 | HVAC | DIC/Main | DIC/Main/Ground Floor | GROUND FLOOR (ALEC DIC YARD) - Area 6
4742fb40-c27c-11ef-94c5-01236d0e69c4 | FF-IDU-06 | HVAC | DIC/Labour Welfare Area | DIC/Labour Welfare Area/First Floor | LABOUR WELFARE AREA - FIRST FLOOR (ALEC DIC YARD)
472fe870-c27c-11ef-94c5-01236d0e69c4 | AC1 | HVAC | DIC/Main | DIC/Main/Ground Floor | GROUND FLOOR (ALEC DIC YARD) - Area 6
46f131c0-c27c-11ef-94c5-01236d0e69c4 | FF-IDU-05 | HVAC | DIC/Labour Welfare Area | DIC/Labour Welfare Area/First Floor | LABOUR WELFARE AREA - FIRST FLOOR (ALEC DIC YARD)
469b4990-c27c-11ef-94c5-01236d0e69c4 | FF-IDU-07 | HVAC | DIC/Labour Welfare Area | DIC/Labour Welfare Area/First Floor | LABOUR WELFARE AREA - FIRST FLOOR (ALEC DIC YARD)
46395370-c27c-11ef-94c5-01236d0e69c4 | FF-IDU-01 | HVAC | DIC/Labour Welfare Area | DIC/Labour Welfare Area/First Floor | LABOUR WELFARE AREA - FIRST FLOOR (ALEC DIC YARD)
46246be0-c27c-11ef-94c5-01236d0e69c4 | AC3 | HVAC | DIC/Main | DIC/Main/Ground Floor | GROUND FLOOR (ALEC DIC YARD) - Area 5
45df73a0-c27c-11ef-94c5-01236d0e69c4 | FF-IDU-03 | HVAC | DIC/Labour Welfare Area | DIC/Labour Welfare Area/First Floor | LABOUR WELFARE AREA - FIRST FLOOR (ALEC DIC YARD)
45a577e0-c27c-11ef-94c5-01236d0e69c4 | AC4 | HVAC | DIC/Main | DIC/Main/Ground Floor | GROUND FLOOR (ALEC DIC YARD) - Area 3
454afbd0-c27c-11ef-94c5-01236d0e69c4 | FF-IDU-04 | HVAC | DIC/Labour Welfare Area | DIC/Labour Welfare Area/First Floor | LABOUR WELFARE AREA - FIRST FLOOR (ALEC DIC YARD)
44cfd860-c27c-11ef-94c5-01236d0e69c4 | GF-IDU-03 | HVAC | DIC/Labour Welfare Area | DIC/Labour Welfare Area/GroundFloor | LABOUR WELFARE AREA - GROUND FLOOR (ALEC DIC YARD)
4496c700-c27c-11ef-94c5-01236d0e69c4 | GF-IDU-06 | HVAC | DIC/Labour Welfare Area | DIC/Labour Welfare Area/GroundFloor | LABOUR WELFARE AREA - GROUND FLOOR (ALEC DIC YARD)
446508a0-c27c-11ef-94c5-01236d0e69c4 | GF-IDU-09 | HVAC | DIC/Labour Welfare Area | DIC/Labour Welfare Area/GroundFloor | LABOUR WELFARE AREA - GROUND FLOOR (ALEC DIC YARD)
444c9ea0-c27c-11ef-94c5-01236d0e69c4 | AC6 | HVAC | DIC/Main | DIC/Main/Ground Floor | GROUND FLOOR (ALEC DIC YARD) - Area 2
4427d890-c27c-11ef-94c5-01236d0e69c4 | GF-IDU-08 | HVAC | DIC/Labour Welfare Area | DIC/Labour Welfare Area/GroundFloor | LABOUR WELFARE AREA - GROUND FLOOR (ALEC DIC YARD)
43fc82d0-c27c-11ef-94c5-01236d0e69c4 | GF-IDU-05 | HVAC | DIC/Labour Welfare Area | DIC/Labour Welfare Area/GroundFloor | LABOUR WELFARE AREA - GROUND FLOOR (ALEC DIC YARD)
43cff490-c27c-11ef-94c5-01236d0e69c4 | GF-IDU-01 | HVAC | DIC/Labour Welfare Area | DIC/Labour Welfare Area/GroundFloor | LABOUR WELFARE AREA - GROUND FLOOR (ALEC DIC YARD)
43904690-cc0b-11ef-94c5-01236d0e69c4 | DIC Mezzanine Block 4&5_Z6-IDF Room_HVAC-Z6-IDF Room | HVAC | DIC/Main | DIC/Main/Mezzanine Floor | Z6-IDF Room
438ef3f0-c27c-11ef-94c5-01236d0e69c4 | AC5 | HVAC | DIC/Main | DIC/Main/Ground Floor | GROUND FLOOR (ALEC DIC YARD) - Area 1
43777450-c27c-11ef-94c5-01236d0e69c4 | GF-IDU-04 | HVAC | DIC/Labour Welfare Area | DIC/Labour Welfare Area/GroundFloor | LABOUR WELFARE AREA - GROUND FLOOR (ALEC DIC YARD)
4356e710-cc0b-11ef-94c5-01236d0e69c4 | DIC Mezzanine Block 4&5_Z6-Store Room_HVAC-Z6-Store Room | HVAC | DIC/Main | DIC/Main/Mezzanine Floor | Z6-Store Room
4323af00-c27c-11ef-94c5-01236d0e69c4 | GF-IDU-02 | HVAC | DIC/Labour Welfare Area | DIC/Labour Welfare Area/GroundFloor | LABOUR WELFARE AREA - GROUND FLOOR (ALEC DIC YARD)
42c429e0-c27c-11ef-94c5-01236d0e69c4 | GF-IDU-07 | HVAC | DIC/Labour Welfare Area | DIC/Labour Welfare Area/GroundFloor | LABOUR WELFARE AREA - GROUND FLOOR (ALEC DIC YARD)
3f871cc0-0bb9-11f0-94c5-01236d0e69c4 | DIC Yard Block 5-GF_Female Toilet_HVAC-Female Toilet | HVAC | DIC/Main | DIC/Main/Ground Floor | Female Toilet
3c5fa6a0-c43f-11ef-94c5-01236d0e69c4 | White Space_Mezzanine Office Space 2_HVAC-Mezzanine Office Space 2 | HVAC | DIC/Whitespace | DIC/Whitespace/First Floor | Mezzanine Office Space 2
3c4a70f0-c43f-11ef-94c5-01236d0e69c4 | White Space_Mezzanine Office Space 3_HVAC-Mezzanine Office Space 3 | HVAC | DIC/Whitespace | DIC/Whitespace/First Floor | Mezzanine Office Space 3
3c32a330-c43f-11ef-94c5-01236d0e69c4 | White Space_Mezzanine Office Space 1_HVAC-Mezzanine Office Space 1 | HVAC | DIC/Whitespace | DIC/Whitespace/First Floor | Mezzanine Office Space 1
303d31b0-cbe9-11ef-94c5-01236d0e69c4 | DIC Mezzanine Block 4&5_Z5-Procurement Office 2_HVAC-Z5-Procurement Office 2 | HVAC | DIC/Main | DIC/Main/Mezzanine Floor | Z5-Procurement Office 2
3034cd40-cbe9-11ef-94c5-01236d0e69c4 | DIC Mezzanine Block 4&5_Z5-Procurement Office 1_HVAC-Z5-Procurement Office 1 | HVAC | DIC/Main | DIC/Main/Mezzanine Floor | Z5-Procurement Office 1
2e66ca10-d989-11ef-94c5-01236d0e69c4 | DIC Mezzanine Block 2_Z2-John Clark_HVAC-Z2-John Clark | HVAC | DIC/Main | DIC/Main/Mezzanine Floor | Z2-John Clark
2de4c8d0-d989-11ef-94c5-01236d0e69c4 | DIC Mezzanine Block 2_Z2-FMD ALEC Lite_HVAC-Z2-FMD ALEC Lite | HVAC | DIC/Main | DIC/Main/Mezzanine Floor | Z2-FMD ALEC Lite
2dd05670-d989-11ef-94c5-01236d0e69c4 | DIC Mezzanine Block 2_Z2-Office 7_HVAC-Z2-Office 7 | HVAC | DIC/Main | DIC/Main/Mezzanine Floor | Z2-Office 7
2db7c560-d989-11ef-94c5-01236d0e69c4 | DIC Mezzanine Block 2_Z2-Corridor_HVAC-Z2-Corridor | HVAC | DIC/Main | DIC/Main/Mezzanine Floor | Z2-Corridor
2a57be60-0563-11f0-94c5-01236d0e69c4 | DIC Mezzanine Block1_Z2-Conference Room_HVAC-Z2-Conference Room | HVAC | DIC/Main | DIC/Main/Mezzanine Floor | Z2-Conference Room
2731a910-cbe5-11ef-94c5-01236d0e69c4 | DIC Mezzanine Block 4&5_Z6-Female Toilet_HVAC-Z6-Female Toilet | HVAC | DIC/Main | DIC/Main/Mezzanine Floor | Z6-Female Toilet
272748d0-cbe5-11ef-94c5-01236d0e69c4 | DIC Mezzanine Block 4&5_Z6-Meeting Room 2_HVAC-Z6-Meeting Room 2 | HVAC | DIC/Main | DIC/Main/Mezzanine Floor | Z6-Meeting Room 2
2722b4f0-cbe5-11ef-94c5-01236d0e69c4 | DIC Mezzanine Block 4&5_Z6-Meeting Room 1_HVAC-Z6-Meeting Room 1 | HVAC | DIC/Main | DIC/Main/Mezzanine Floor | Z6-Meeting Room 1
16bf7750-c29f-11ef-94c5-01236d0e69c4 | DIC Mezzanine Block 4&5_Z5-Younes_HVAC-Z5-Younes | HVAC | DIC/Main | DIC/Main/Mezzanine Floor | Z5-Younes
16743d80-c29f-11ef-94c5-01236d0e69c4 | DIC Mezzanine Block 4&5_Z5-Greg_HVAC-Z5-Greg | HVAC | DIC/Main | DIC/Main/Mezzanine Floor | Z5-Greg
0eb11130-daf6-11ef-94c5-01236d0e69c4 | DIC Mezzanine Block 2_Z2-Female Toilet_HVAC-Z2-Female Toilet | HVAC | DIC/Main | DIC/Main/Mezzanine Floor | Z2-Female Toilet
0ead2530-088b-11f0-94c5-01236d0e69c4 | DIC Server Room_Server Room_HVAC-Server Room | HVAC | DIC/Main | DIC/Main/Ground Floor | Server Room
0dea17b0-daf6-11ef-94c5-01236d0e69c4 | DIC Mezzanine Block 2_Z4-Female Prayer Room_HVAC-Z4-Female Prayer Room | HVAC | DIC/Main | DIC/Main/Mezzanine Floor | Z4-Female Prayer Room
0ddbbfd0-daf6-11ef-94c5-01236d0e69c4 | DIC Mezzanine Block 2_Z4-Female Toilet_HVAC-Z4-Female Toilet | HVAC | DIC/Main | DIC/Main/Mezzanine Floor | Z4-Female Toilet
0dbced30-daf6-11ef-94c5-01236d0e69c4 | DIC Mezzanine Block 2_Z4-Male Toilet_HVAC-Z4-Male Toilet | HVAC | DIC/Main | DIC/Main/Mezzanine Floor | Z4-Male Toilet
0daa76a0-daf6-11ef-94c5-01236d0e69c4 | DIC Mezzanine Block 2_Z3-Open Work Station_HVAC-Z3-Open Work Station | HVAC | DIC/Main | DIC/Main/Mezzanine Floor | Z3-Open Work Station
0d87ac60-daf6-11ef-94c5-01236d0e69c4 | DIC Mezzanine Block 2_Z2-Male Toilet_HVAC-Z2-Male Toilet | HVAC | DIC/Main | DIC/Main/Mezzanine Floor | Z2-Male Toilet
09a28490-cbf0-11ef-94c5-01236d0e69c4 | DIC Mezzanine Block 4&5_Corridor_HVAC-Z6-Corridor | HVAC | DIC/Main | DIC/Main/Mezzanine Floor | Corridor
0660ec80-daf6-11ef-94c5-01236d0e69c4 | DIC Mezzanine Block 2_Z4-BIM Manager 01_HVAC-Z4-BIM Manager 01 | HVAC | DIC/Main | DIC/Main/Mezzanine Floor | Z4-BIM Manager 01
063e7060-daf6-11ef-94c5-01236d0e69c4 | DIC Mezzanine Block 2_Z4-BIM Manager 02_HVAC-Z4-BIM Manager 02 | HVAC | DIC/Main | DIC/Main/Mezzanine Floor | Z4-BIM Manager 02
06153d80-daf6-11ef-94c5-01236d0e69c4 | DIC Mezzanine Block 2_Z4-Eng Work Station 01_HVAC-Z4-Eng Work Station 01 | HVAC | DIC/Main | DIC/Main/Mezzanine Floor | Z4-Eng Work Station 01
05efb420-daf6-11ef-94c5-01236d0e69c4 | DIC Mezzanine Block 2_Z4-Eng Work Station 02_HVAC-Z4-Eng Work Station 02 2 | HVAC | DIC/Main | DIC/Main/Mezzanine Floor | Z4-Eng Work Station 02
05c41040-daf6-11ef-94c5-01236d0e69c4 | DIC Mezzanine Block 2_Z4-Eng Work Station 02_HVAC-Z4-Eng Work Station 02 1 | HVAC | DIC/Main | DIC/Main/Mezzanine Floor | Z4-Eng Work Station 02
0595fb60-daf6-11ef-94c5-01236d0e69c4 | DIC Mezzanine Block 2_Z4-Breakout Space_HVAC-Z4-Breakout Space | HVAC | DIC/Main | DIC/Main/Mezzanine Floor | Z4-Breakout Space
0571aa80-daf6-11ef-94c5-01236d0e69c4 | DIC Mezzanine Block 2_Z3-Eng Work Station 03_HVAC-Z3-Eng Work Station 03 2 | HVAC | DIC/Main | DIC/Main/Mezzanine Floor | Z3-Eng Work Station 03
05482980-daf6-11ef-94c5-01236d0e69c4 | DIC Mezzanine Block 2_Z3-Eng Work Station 03_HVAC-Z3-Eng Work Station 03 1 | HVAC | DIC/Main | DIC/Main/Mezzanine Floor | Z3-Eng Work Station 03
0523b190-daf6-11ef-94c5-01236d0e69c4 | DIC Mezzanine Block 2_Z3-Office 8_HVAC-Z3-Office 8 | HVAC | DIC/Main | DIC/Main/Mezzanine Floor | Z3-Office 8
04f638f2-daf6-11ef-94c5-01236d0e69c4 | DIC Mezzanine Block 2_Z3-Kirubakaran_HVAC-Z3-Kirubakaran | HVAC | DIC/Main | DIC/Main/Mezzanine Floor | Z3-Kirubakaran
04d08880-daf6-11ef-94c5-01236d0e69c4 | DIC Mezzanine Block 2_Z3-Eng Desks_HVAC-Z3-Eng Desks | HVAC | DIC/Main | DIC/Main/Mezzanine Floor | Z3-Eng Desks
04a3d330-daf6-11ef-94c5-01236d0e69c4 | DIC Mezzanine Block 2_Z3-Govind_HVAC-Z3-Govind | HVAC | DIC/Main | DIC/Main/Mezzanine Floor | Z3-Govind
0188fea0-daf6-11ef-94c5-01236d0e69c4 | DIC Mezzanine Block 2_Z2-Eng.Work Station_HVAC-Z2-Eng.Work Station | HVAC | DIC/Main | DIC/Main/Mezzanine Floor | Z2-Eng.Work Station
00bd7140-daf6-11ef-94c5-01236d0e69c4 | DIC Mezzanine Block 2_Z2-ALEC Lite Commercial_HVAC-Z2-ALEC Lite Commercial | HVAC | DIC/Main | DIC/Main/Mezzanine Floor | Z2-ALEC Lite Commercial
00aa1050-daf6-11ef-94c5-01236d0e69c4 | DIC Mezzanine Block 2_Z2-Sivaramakrishnan_HVAC-Z2-Sivaramakrishnan | HVAC | DIC/Main | DIC/Main/Mezzanine Floor | Z2-Sivaramakrishnan
0096af60-daf6-11ef-94c5-01236d0e69c4 | DIC Mezzanine Block 2_Z2-Office 5_HVAC-Z2-Office 5 | HVAC | DIC/Main | DIC/Main/Mezzanine Floor | Z2-Office 5
00764ca0-df08-11ef-94c5-01236d0e69c4 | DIC Mezzanine Block 2_Z2-Mothers Room_HVAC-Z2-Mothers Room | HVAC | DIC/Main | DIC/Main/Mezzanine Floor | Z2-Mothers Room
83e5fb70-6799-11f0-a54f-c718692b063f | DIC/Labour Welfare Area/GroundFloor | Floor
7d4b9d10-6799-11f0-a54f-c718692b063f | DIC/Labour Welfare Area/First Floor | Floor
22e75ad0-6799-11f0-a54f-c718692b063f | DIC/Main/Ground Floor | Floor
1c7b8680-6799-11f0-a54f-c718692b063f | DIC/Main/Mezzanine Floor | Floor
12f070d0-6799-11f0-a54f-c718692b063f | DIC/Whitespace/GroundFloor | Floor
0d8d32e0-6799-11f0-a54f-c718692b063f | DIC/Whitespace/First Floor | Floor
c59d84d0-6798-11f0-a54f-c718692b063f | DIC/Labour Welfare Area | Building
bd42d8d0-6798-11f0-a54f-c718692b063f | DIC/Whitespace | Building
b6499190-6798-11f0-a54f-c718692b063f | DIC/Main | Building
ef35e620-c1d0-11ef-94c5-01236d0e69c4 | White Space_White Space 03_Air Quality-White Space 03 | Air Quality | DIC/Whitespace | DIC/Whitespace/GroundFloor | White Space 03
cd0078d0-6091-11f0-a54f-c718692b063f | DIC Mezzanine Block1_Z2-Coffee Point_Air Quality-Z2-Coffee Point Sensor | Air Quality | DIC/Main | DIC/Main/Mezzanine Floor | Z2-Coffee Point
9e917de0-18f3-11f0-94c5-01236d0e69c4 | DIC Mezzanine Block1_Z1-Board Room_Air Quality-Z1-Board Room Sensor | Air Quality | DIC/Main | DIC/Main/Mezzanine Floor | Z1-Board Room
3edf8180-18f3-11f0-94c5-01236d0e69c4 | DIC Mezzanine Block1_Z2-Conference Room_Air Quality-Z2-Conference Room Sensor | Air Quality | DIC/Main | DIC/Main/Mezzanine Floor | Z2-Conference Room
3e9a8940-18f3-11f0-94c5-01236d0e69c4 | DIC Mezzanine Block1_Z2-Reception_Air Quality-Z2-Reception Sensor | Air Quality | DIC/Main | DIC/Main/Mezzanine Floor | Z2-Reception
3d4c77a0-c43f-11ef-94c5-01236d0e69c4 | White Space_Mezzanine Office Space 1_Air Quality-Mezzanine Office Space 1 | Air Quality | DIC/Whitespace | DIC/Whitespace/First Floor | Mezzanine Office Space 1
0debd340-d491-11ef-94c5-01236d0e69c4 | DIC Mezzanine Block 4&5_Corridor_Air Quality-Z6-Corridor | Air Quality | DIC/Main | DIC/Main/Mezzanine Floor | Corridor
0d860c90-d491-11ef-94c5-01236d0e69c4 | DIC Mezzanine Block 4&5_Z5-Work Shop_Air Quality-Z5-Work Shop 1 | Air Quality | DIC/Main | DIC/Main/Mezzanine Floor | Z5-Work Shop
0d712500-d491-11ef-94c5-01236d0e69c4 | DIC Mezzanine Block 4&5_Z5-Work Shop_Air Quality-Z5-Work Shop 2 | Air Quality | DIC/Main | DIC/Main/Mezzanine Floor | Z5-Work Shop
0d5bba60-daf6-11ef-94c5-01236d0e69c4 | DIC Mezzanine Block 2_Z4-Eng Work Station 02_Air Quality-Z4-Eng Work Station 02 | Air Quality | DIC/Main | DIC/Main/Mezzanine Floor | Z4-Eng Work Station 02
0d44d700-daf6-11ef-94c5-01236d0e69c4 | DIC Mezzanine Block 2_Z4-Eng Work Station 01_Air Quality-Z4-Eng Work Station 01 | Air Quality | DIC/Main | DIC/Main/Mezzanine Floor | Z4-Eng Work Station 01
0d2b0d70-daf6-11ef-94c5-01236d0e69c4 | DIC Mezzanine Block 2_Z2-Corridor_Air Quality-Z2-Corridor | Air Quality | DIC/Main | DIC/Main/Mezzanine Floor | Z2-Corridor
0d2abf50-daf6-11ef-94c5-01236d0e69c4 | DIC Mezzanine Block 2_Z3-Eng Work Station 03_Air Quality-Z3-Eng Work Station 03 | Air Quality | DIC/Main | DIC/Main/Mezzanine Floor | Z3-Eng Work Station 03
0d042480-daf6-11ef-94c5-01236d0e69c4 | DIC Mezzanine Block 2_Z2-Eng.Work Station_Air Quality-Z2-Eng.Work Station | Air Quality | DIC/Main | DIC/Main/Mezzanine Floor | Z2-Eng.Work Station
e52df2b0-4fea-11ef-93ad-f74d18bbf4d7 | Whitespace | ACREL AC METERS
d827cc40-86ee-11ef-b2cf-bbac95068e34 | Block 5 | ACREL AC METERS
7aa58300-5574-11f0-a54f-c718692b063f | Block 3 PMV | ACREL AC METERS
396d4760-ff34-11ef-94c5-01236d0e69c4 | Block 1 | ACREL AC METERS
28138b90-86ef-11ef-b2cf-bbac95068e34 | Block 2 | ACREL AC METERS
165d0bb0-c402-11ef-94c5-01236d0e69c4 | Block 4 | ACREL AC METERS
1122be10-86ef-11ef-b2cf-bbac95068e34 | Block 3 | ACREL AC METERS
01750ca0-412c-11f0-94c5-01236d0e69c4 | Block 5 - GF | ACREL AC METERS